## EE-Sissejuhatus
Omanik ja peamine kontakt: |  |  | ET Infokeskuse AS
Kontakt e-post: |  |  | cci@ehituskeskus.ee
CCI-EE versiooni number: |  |  | 2022.10.0.1
Sisujuht
Sissejuhatus
Klassifikatsioonisüsteemi ülesehitus
Kasutatud standardid
Üksiku klassi üldine ülesehitus (CS … PL)
Klassi/tabeli muutmise protsess
Klassi koodi kasutamine (üheastmeline)
Klassi koodi kasutamine (mitmeastmeline)
Klassi koodi kasutamine (ehitusinfo)
Klassi koodi kasutamine (protsess, ressurss)
Kombineeritud klassifikatsiooni kood
Tagasi sisukorda | Sissejuhatus
Käesolev dokument esitab rahvusvahelise klassifikatsiooni süsteemi CCI (ingl construction classification international - CCI) ühes rahvuslike lisadega (EE), mida kasutatakse Eestis, et tagada elukaareülene, ehitusega seotud informatsiooni kasutamine. Antud klassifikatsioonisüsteemi vastutav omanik on ET Infokeskuse AS. Klassifikatsioonisüsteem on esitatud versiooni põhiselt, milles peamine versiooni number on esitatud ka faili nimes ning käesoleva töölehe, EE-Sissejuhatus, päises. Ehkki ka üksiku klassi tabelesitus omab versiooni numbrit, tuleb viitamisel alati kasutada faili versiooni ehk peamist versiooni numbrit. Kõik muudatused lähtuvad käesoleva faili vastutavalt omanikult.
Tagasi sisukorda | Klassifikatsioonisüsteemi ülesehitus
Klassifikatsioonisüsteem koosneb erinevatest klassidest, millest igaüks on esitatud omaette töölehena (töölehe nimetus on vastava klassi lühinimi). Klassifikatioonisüsteemi üldine ülevaade on esitatud töölehel EE-Overview. Klassifikatsioonisüsteem põhineb standardil EVS-EN ISO 12006-2.Üksikud klassid on eristatavad värvikoodi baasil ning need viitavad erinevatele ehitise elukaart puudutavatele aspektidele ning protsessidele.
| Roheline |  | Rohelised klassid esitavad ehitustulemust, mis tekib või muutub läbi ühe või rohkema ehitusprotsessi (Punane), milles kasutatakse üht või rohkem ehitusressurssi (Kollane). Rohelisi klasse nimetatakse ka CCI süsteemi tuumikuks (ingl core of the CCI), mis on osaliselt loodud ning värskendatud rahvusvahelise CCI komitee poolt. CCI komitee jagab oma ettepanekuid antud klassifikatsioonisüsteemi omanikuga, ET Infokeskuse AS, kes kontrollib ning koordineerib seejärel kõikide teiste klasside värskendamise vajadust ning väljastab uue versiooni ühes versiooni numbri muudatusega.
| Kollane |  | Kollased klassid esitavad ehitusobjekti, mida kasutatakse ehitusprotsessis (Punane), et saavutada konkreetne ehitustulemus. Neid klasse arendatakse rahvuslikena, kuid alati tagatakse nende seos CCI süsteemi tuumikklassidega (Rohelised) ning ehitusprotsessi klassidega (Punane). Mistahes muudatus nendes klassides kinnitatakse ning lansseeritakse ET Infokeskuse AS poolt, kes lisab klassi versiooni numbri ning uuendab faili versiooni numbrit.
| Punane |  | Punased klassid esitavad protsessi, mis kasutab ehitusressurssi (Kollane), et saavutada ehitustulemust. Neid klasse arendatakse rahvuslikena, kuid alati tagatakse nende seos CCI süsteemi tuumikklassidega (Rohelised) ning ehitusressursside klassidega (Kollane). Mistahes muudatus nendes klassides kinnitatakse ning lansseeritakse ET Infokeskuse AS poolt, kes lisab klassi versiooni numbri ning uuendab ka faili versiooni numbrit.
Märkus: Kõiki siintoodud klasse tuleb alati kasutada omavahel ühendatult. Seetõttu on ehitusressurss seotud ehituselemendiga ning ehitusprotsess on elemendi-neutraalne niipalju kui võimalik.
Tagasi sisukorda | Kasutatud standardid
Klassid on tuletatud erinevate standardite baasil, mis on siinkohal ka nimetatud. Muuhulgas on esitatud kõrvalekalded standarditest, mida on peetud vajalikuks rakendada.
| EVS-EN ISO 12006-2 |  | Ehitamine. Ehitusinfo korraldamine. Osa 2: Klassifitseerimisraamistik
Märkus: Antud standardi üldist raamistikku on kasutatud käesoleva klassifitseerimissüsteemi loomise juures (sh "CCI tuumikklassid" ning rahvuslikud alamklassid). Vaata töölehte <EE-Overview> ning sellele järgnevate alamklasside töölehti (CS, … RS, … , PC, … PL).
Peamised erisused:
Ehituselement on jagatud klassidesse: Funktsionaalne süsteem <CF>, Tehniline süsteem <CT>, Ehituskomponent <CO>.
Klass "Ehitustoode" jaguneb kahe alamklassi vahel: "Ehituskomponent - CO" ning "Ehitusinfo - <RI>", seetõttu ei ole seda antud eraldiseisva klassina.
Klass "Töötulemus" on liigutatud klassi "Tootmisprotsess" alla, mis ühtlasi kaasab endas ka tööde kirjeldusi.
| EVS-EN 81346-1 |  | Tööstuslikud süsteemid, paigaldised ja seadmed ning tööstustooted. Liigendamise põhimõtted ja viitetunnused. Osa 1: Põhireeglid
Märkus: Antud standardis on esitatud üldised klassifitseerimise liigendamise põhimõtted, mida on kasutatud antud klassifitseerimissüsteemi juures. Pane tähele, et kodeerimise ning liigendamise põhimõtteid (sh näiteid) on käsitletud ka teistes standardites.
| EVS-EN IEC 81346-2 |  | Tööstuslikud süsteemid, paigaldised ja seadmed ning tööstustooted. Liigendamise põhimõtted ja viitetunnused. Osa 2: Objektide liigitamine ja liikidele vastavad koodid
Märkus: Üldine komponentide jaotus, mida on rakendatud klassi ehituskomponent <CO> juures. Fookus on objekti tüübil ning mitte selle omadusel (seda kirjeldatakse läbi omaduse või omaduse grupi).
| EVS-EN IEC 81346-12 |  | Industrial systems, installations and equipment and industrial products - Structuring principles and reference designations - Part 2: Classfication of objects and codes for classes
Märkus: Üldine funktsionaalsete ning tehniliste süsteemide jaotus, mida on rakendatud vastavate klasside <CF> ning <CT> juures.
Märkus: Lisainfot teiste klasside lähteallikate kohta leiad lõppraportist: "Ehituse ühtse klassifikatsioonisüsteemi loomine (31.07.2018−30.09.2020)".
Tagasi sisukorda | Üksiku klassi üldine ülesehitus (CS … PL)
Iga klassi tööleht sisaldab päise sektsiooni, milles järgneb juba klassi alamjaotus. Kõik klassid (töölehed) omavad ühesugust struktuuri, ridade ja veergude tähenduses (vaid ehitusinfo <RI> klass sisaldab lisaveergusid, mis aitavad esitatud omadust linkida teiste süsteemide/ standarditega koos ettemääratud näidisühikuga). Märkus: Kõik klasside töölehed on fikseeritud (sisu, esituse, kodeerimise jne tähenduses) kindlale klassi versioonile. Kõik muudatused, sh alamklassi kood/teksti muudatused, lisamised, tekstilised parandused jne lansseeritakse klassifitseerimissüsteemi omaniku poolt. Vaata alamlõiku "Klassi/tabeli muutmise protsess".
Päise sektsioon (read)
| 1: Class code |  | CCI-EE klassi lühinimi, mis ühtib töölehe nimetusega ning mida kasutatakse mistahes viitamise korral.
| 2: Class desc |  | CCI-EE klassi kirjeldus, mis esitatakse ka töölehel <EE-Overview>.
| 3: Version |  | Klassi versiooni number, mis on seotud töölehega <EN-Revisions>. Üldjuhul ei viidata sellele versiooni numbrile, kuna antud klass on tervikliku klassifitseerimissüsteemi osa ning muudatus ühes klassis toob kaasa ka CCI-EE versioonimuudatuse.
| 4: Function |  | Üldine funktsiooni tunnus ehitusinfo mudelitega seotud keskkondades, mis seob klassi kas siis komponendi või projekti (ehitise) tasandil.
| 5: Parameter name |  | Parameetri nimetus, mida kasutatakse tarkvaralises/veebipõhises lahenduses, milles väärtus seotakse kindla klassiga. Parameetri nimetus põhineb klassi koodil, mis on antud ehitusinfo <RI> klassis, alamsektsioon: <AC>. Parameetri nime defineerimisel ei ole lubatud kasutada tühikud. Parameetri nimetus on versioonist sõltuv, kuna see põhineb konkreetsel klassil.
| 6: Parameter desc |  | Parameetri kirjeldus, mida kasutatakse tarkvaralises/ veebipõhises lahenduses, milles väärtus seotakse kindla klassiga. Parameetri nimetus põhineb klassi koodil, mis on antud ehitusinfo <RI> klassis, alamsektsioon: <AC>. Parameetri nimetuse defineerimisel ei ole lubatud kasutada tühikud. Parameetri nimetus on versioonist sõltuv, kuna see põhineb konkreetsel klassil.
Klassifikaator ja seda kirjeldavad lisaveerud, alustades "rida 7"
| A: Level 1 |  | Klassid on jagatud ühte või mitmesse gruppi/alagrupp. Level 1 esitab klassi lühinime esimese tähe. Juhul kui antud klass sisaldab ka alamklassi (Level 2, Level 3), siis kirjutatakse Level 1 klassi kood kui <Täht1><?><?>, milles <?> esitab nn kohahoidjat järgnevatele tähtedele. Kui klassil on vaid üks alamklass (Level 2), siis kirjutatakse lühinimi kui <Täht1><?> ning kui klassil ongi vaid üks klass, siis kirjutatakse lühinimi kui <Täht1>. Näiteks, funktsionaalne süsteem <CF> esitatakse alati vaid ühe-tähelise koodiga ning seega saab seinasüsteemi esitada kui <B>.
| B: Level 2 |  | Kui klass omab ka ühte alamklassi, lisatakse Level 2. Level 2 esitab klassi lühinime teist tähte. Juhul kui klassi lühinimi omab ka järgnevat alamklassi (Level 3), siis kirjutatakse lühinimi kujul <Täht1><Täht2><?>, milles <?> esitab nn kohahoidjat järgnevatele tähtedele. Kui klassil ongi üks alamklass, kirjutatakse lühimi kui <Täht1><Täht2>. Näiteks, tehniline süsteem <CT> esitatakse alati kahe-tähelise koodiga ning seega saab aluse esitada kui <BA>.
| C: Level 3 |  | Kui klass omab ka teist alamklassi, lisatakse Level 3. Level 3 esitab klassi lühinime kolmanda tähe. Kui klassi lühinimi omab ka järgnevat taset, kasutatakse numbrikoodi. Näiteks, ehituskomponent <CO> esitatakse alati kolme-tähelise koodiga ning seega saab basseini esitada kui <CLA>.
Märkus: Ehitusinfo <RI> klass kasutab kolmanda tasemena (Level 3) numbreid. See on ennekõike seotud omaduste laiapõhjalisema toega. Seega saab omadust CCI klass esitada kui <AC105>
| D: Level 4 |  | Level 4 on mõeldud klassifitseerimissüsteemi paindlikkuse huvides. Hetke klassifitseerimissüsteem kasutab kolmetasemelist esitusviisi.
| E: Mõiste (EE) |  | Klassi lühinime kirjeldus eestikeelsena. Tegemist on olulise nimetusega olukorras, kus lisaks lühinimele (klassi kood) on vaja ka kirjeldust. Mõnel juhul käsitleb antud väli juba pikemat kirjeldust. Juhul kui kasutusel on pikem kirjeldus, siis üldjuhul jäetakse väli Definitsioon (EE) tühjaks.
| F: Definitsioon (EE) |  | Klassi kirjeldus eestikeelsena. See täpsustab lühinime kirjeldust Mõiste (EE) mingist iseloomulikust vaatepunktist lähtuvalt. Mõnel juhul jäetakse tühjaks kui lühinime kirjeldus juba kasutab pikemat seletust.
| G: Näited (EE) |  | Näited klassi/alamklassi kohta, eestikeelsena. Toetab veergu Definitsioon (EE), mis võib väljenduda ka eelmise täpsustuse, laiendusena. Muuhulgas võib sisaldada ka märkuseid, viiteid. Pole alati kasutusel. Ei ole kasutusel tabelis <RI>.
| H: Term (EN) |  | Klassi lühinime kirjeldus ingliskeelsena. Tegemist on olulise nimetusega olukorras, kus lisaks lühinimele (klassi kood) on vaja ka kirjeldust. Mõnel juhul käsitleb antud väli juba pikemat kirjeldust. Juhul kui kasutusel on pikem kirjeldus, siis üldjuhul jäetakse väli Definition (EN) tühjaks.
| I: Definition (EN) |  | Klassi kirjeldus ingliskeelsena. See täpsustab lühinime kirjeldust Term (EN) mingist iseloomulikust vaatepunktist lähtuvalt. Mõnel juhul jäetakse tühjaks kui lühinime kirjeldus juba kasutab pikemat seletust.
| J: Examples (EN) |  | Näited klassi/alamklassi kohta, ingliskeelsena. Toetab veergu Definition (EN), mis võib väljenduda ka eelmise täpsustusena, laiendusena. Muuhulgas võib sisaldada ka näiteid, viiteid. Pole alati kasutusel. Ei ole kasutusel tabelis <RI>.
Lisaveerud tabelis <RI>
| I: Reference |  | Lisaveerg klassile Ehitusinfo <RI>. Märgib omaduse aluseks olevat standardit/viidet.
| J: Unit/Format |  | Lisaveerg klassile Ehitusinfo <RI>. Esitab näidisühiku toodud omadusele. Mitte kõik omadused, mis on ühikuga, ei ole siinkohal täidetud. Ühikud võivad olla esitatud erinevas alamsüsteemis (nt pikkusühik võib olla esitatud kui <mm> või <m>) ning ühikut täpsustab kasutatav andmetabel (ingl data template), mis paneb paika kasutatavad omadused kindla kasutusjuhtumi põhiselt (sh komponent, tellija nõuded jt).
| K: IFC property name |  | Lisaveerg klassile Ehitusinfo <RI>. Seob omavahel esitatud omaduse ning IFC nimetuse (alates versioonist 4.3 ülesse poole). Selle välja baasil on võimalik leida buildingSMART veebilehelt lisainfot antud omaduse kohta (sh ehitise nimetus, lisamärkused, omaduste grupid jmt). Kasutatakse vaid juhul kui omaduse nimetust saab linkida IFC nimetusega (sh kui see lähtub IFC omaduste tabelist).
| L: ETIM Feature ID |  | Lisaveerg klassile Ehitusinfo <RI>. Seob omavahel esitatud omaduse ning ETIM nimetuse (alates versioonist 8 ülesse poole). Selle välja baasil on võimalik leida ETIM veebilehelt lisainfot antud omaduse kohta. Kasutatakse vaid juhul kui omaduse nimetust saab linkida ETIM nimetusega (sh kui see lähtub ETIM omaduste tabelist).
| M: Predefined values |  | Lisaveerg klassile Ehitusinfo <RI>. Esitab eeldefineeritud omaduste nimekirja, mille seast parameetri väärtus seatakse. Üldjuhul vaid ingliskeelsena, tõlkeid on võimalik teha olukorras, kus kohaldatav kohalikku ruumi. Näidisnimekirjad on koostatud kas IFC/ETIM või teiste dokumentide/standardite baasil. Jah/Ei tüüpi omaduste valikud esitatakse True või False.
Tagasi sisukorda | Klassi/tabeli muutmise protsess
Klassifitseerimissüsteemi (sh klassi) muudatused lansseeritakse CCI-EE omaniku poolt. Lõppkasutajal ei ole lubatud teha ühtegi muudatust ning kõiki klasse tuleb kasutada lähtuvalt lansseeritud versioonist (sh hetke sõnastuses, klassi koodiga, nimetusega jne) ühes viitamisega versiooni numbrile, mis on esitatud antud töölehe <EE-Introduction> päises (CCI-EE versiooni number). Iga uus versioon lansseeritakse CCI-EE omaniku poolt ühes muudatuste nimekirjaga, mis on lahti kirjeldatud töölehel <EN-Revisions>. Iga uus muudatus värskendab nii CCI-EE versiooni numbrit kui klassi versiooni numbrit, milles muudatus sisse viidi. Seda seetõttu, et mistahes muudatus ühes klassis võib tekitada vajaduse teostada muudatus ka mõnes teises klassis ning lansseeritud versiooni tuleb vaadata kui uut tervikut. Olulisem on viidata CCI-EE versiooni numbrile kui üksikule klassi versioonile.
Juhul kui teostatakse muudatus ja see on seotud mõne klassi koodiga, tuleb see muudatuste tabelis alati välja tuua (ka juhul kui muudatust ei tehtud koodi enesega, näiteks muudeti nimetust, kirjeldust jne). See on vajalik, et säilitada tagasiulatuv ühilduvus mistahes süsteemiga, mis kasutab kindlat CCI-EE versiooni ja seeläbi saab seda süsteemi ka värskendada. Näidisrida on esitatud töölehel <EN-Revisions>.
Muudatused on jagatud erinevatesse gruppidesse.
CCI-EE-2020.10.0.1
| 2020 | - | esitab aasta, millal uuendus on lansseeritud
| 10 | - | esitab kalendrikuu, millal uuendus on lansseeritud
| 0 | - | esitab peamise muudatuse numbri, mis on tähendanud muudatuse sisseviimist mitmes erinevas klassis (töölehel)
| 1 | - | esitab alammuudatuse numbri, mis väljendab, et muudatus on teostatud vaid ühe klassi (töölehe) piires või on tegemist antud kalendrikuu esmase versiooniga
Kui muutub peamise muudatuse number, muudetakse alamtasandi number nulli peale.
Näide:
| 2020.10.0.1 |  | Hetke versioon.
| 2021.04.0.1 |  | Muudatus on lansseeritud aprillis 2021 (2021.04), tegemist on aprilli kuu esmase versiooniga (peamise muudatuse number .0 ning aprilli esmast versiooni tähistav alamnumber .1 ).
Tagasi sisukorda | Klassi koodi kasutamine (üheastmeline)
Klassi kood võib sisaldada tähti ning numbreid. Numbrid võivad sisaldada ka nulle ning need on kasutusel alati peale tähelist koodi (mitte vastupidi). Üheastmeline viitamine peab olema nii lühike kui võimalik (koosnema kuni kolmest tähest ning kuni kolmest numbrist). Näiteks, klass <CS> (Ehitatud ruum) sisaldab 3-tähelist koodi (nt BAB), aga <RI> (Ehitusinfo) sisaldab 2-tähelist + 3-numbrilist koodi (nt AC125).
Üheastmeline viitamine tähendab, et kasutatakse vaid ühte kindlat klassi. Kasutusel on erinevad eesliited, mis iseloomustavad viidatavat klassi:
| = | kui seotud funktsiooniga ( nt seinasüsteemi saab viidata kui =B )
| - | kui seotud tootega (ehituselement)
| + | kui seotud asukohaga (nt koosolekuruum +BAB )
| % | kui seotud kindla tüübiga
Selleks, et klasside koode oleks üksteisest võimalik eristada, kasutatakse ülemise tasemena nurksulgusid (<…>).
#Näide: Koosolekuruumi (BAB) klassist Ehitatud ruum (CS) saab viidata kui: <CS>+BAB
Kuna ülemise taseme klass võib sisaldada mitut samaväärset alamklassi, eristatakse neid lisanumbriga.
#Näide: Koosolekuruum tüübiga nr. 1 (BAB01) klassist Ehitatud ruum (CS) saab viidata kui: <CS>+BAB01 #Näide: Koosolekuruum tüübiga nr. 2 (BAB02) klassist Ehitatud ruum (CS) saab viidata kui: <CS>+BAB02
Juhul kui viidata on vaja tüübile ja mitte numbrile, saab kasutada eesliidet %.
#Näide: Akent tüübiga 01 (QQA) klassist Ehituskomponent (CO) saab viidata kui: <CO>%QQA01
Tagasi sisukorda | Klassi koodi kasutamine (mitmeastmeline)
Mitmeastmeline viitamine kombineerib üheastmelised koodid üheks järjestatud tervikuks. Selleks, et üksikuid üheastmelisi koode saaks üksteisest eristada, kasutatakse alljärgnevaid vahemärke:
| . (punkt) | üheastmeliste koodide eraldusmärk
#Näide: Ehituskomponenti <CO> aken nr 1 (QQA01) tehnilises süsteemis <CT> seinakonstruktsioon nr 1 (BD01), mis kuulub funktsionaalsesse süsteemi klassi <CF> seinasüsteem nr 1 (B01) saab viidata kui: -B01.BD01.QQA01
Märkus: Kuna funktsionaalsed süsteemid kasutavad 1-tähelist, tehnilised süsteemid 2-tähelist ning ehituskomponendid 3-tähelist koodi, saab neid üksteisest väga lihtsasti eristada.
Ühe ja sama süsteemi erinevad komponendid viidatakse eraldiseisvalt (koos samaväärse klassi koodide osaga).
#Näide: Sõidutee konstruktsiooni, mis koosneb erinevatest konstruktsiooni kihtidest ja mis ehitatakse maapinnale (alusele) saab viidata (ülevalt-alla): -A01.AA01.NCA01 (kiht: asfaldikiht; komponent: sillutis) -A01.AA01.UMC01 (kiht: killustik; komponent: tugevdav massiivne kiht) -A01.AA01.ULA01 (kiht: aluskiht; komponent: aluskiht) -A01.AA01.BA01 (alus, tehniline süsteem, millele sõidutee ehitatakse) #Näide: Kui esitada on vaja ka kindlat tüüpi, siis lisatakse see nummerdatud komponendi tunnuse järgi: -A01.AA01.NCA01%NCA03 (kiht: asfaldikiht; komponent: sillutis; tüüp 03) -A01.AA01.UMC01%UMC02 (kiht: killustik; komponent: tugevdav massiivne kiht; tüüp 02) -A01.AA01.ULA01%ULA04 (kiht: aluskiht; komponent: aluskiht; tüüp 04)
Märkus: Eesliide % esitab komponendi kindlat tüüpi. Näiteks esitab %NCA03 kindlat asfaldikihi tüüpi, mida esitatakse numbriga 03. Nii komponendi number kui ka tüübi number esitatakse 2-kohalise koodiga ning eesliide võimaldab neil vahet teha (kas tegemist on numbri või tüübiga).
Erinevad alamklassid, mis kuuluvad samasse klassi (nt komponendid, mis sõltuvad üksteisest) saab samuti siduda mitmeastmelisse esitusse.
#Näide: Turvakett, RLA01, mis kuulub uksele QQC01: -QQC01.RLA01
Tagasi sisukorda | Klassi koodi kasutamine (ehitusinfo)
Lisaks objekti tüübile tuleb vajadusel esitada ka täpsemaid omadusi (ehitusinfo, <RI>), et oleks võimalik vahet teha erinevatel aspektidel (sh kaasates nõutuid väärtuseid või lugedes soovitud väärtuse klassifikatsiooni koodist automaatselt).
| (...) | sulgudega eristatakse omadusi käsitletavat osa
| # | kui viidatakse teistele aspektidele, esitab antud tähemärk nö kohahoidjat vastavale omadusele, mida esitatakse antud tähemärgiga kuniks see on nõutud (teadaolev)
Omadused koondatakse kindla andmemalli alla (omaduste grupp), mis ühtlasi hoiab endas ka sarnaseid omadusi ühes tervikus. Kuna andmemalle saab standardiseerida (nt kliendi põhiselt) ning neile saab omistada kindla lühinime, saab seda kasutada nõutud omaduste esitamiseks.
Andmemalli lühinimi saab baseeruda ehitusinfo <RI> alamgrupi koodil. Seega kui andmemall keskendub H? koodiga omadustele, võib see kaasata näiteks kolme eraldiseisvat omadust: Vooluhulk, Rõhk, Efektiivsus
Selleks, et seda saaks esitada omaduste grupina klassifitseerimise koodis, saab kasutada järgmist esitust:
#Näide: Tsentrifugaalpump (<CO>GPB01) tüübiga GPB03 ning omadustega andmemalli tüübiga H101, mis kaasab kolme omadust kindlas järjestuses: -GPB01%GPB03(H101;5;30;75)
Märkus: Väärtused tuleb üksteisest eraldada semikooloniga, kuna koma on vajalik komakoha esitamiseks. Andmemall esitab eeldatava ühiku. Näiteks võib H101 esitada, et neid numbreid tuleb lugeda kui: Vooluhulk = 5 l/s, Rõhk = 30 mH2O, Efektiivsus = 75%.
Kui mõni väärtus (sõltub näiteks projekti staadiumist, millal antud informatsioon peab olema teada/antud) pole veel teada, tuleb kasutada tähemärki # kui kohahoidjat.
#Näide: Tsentrifugaalpump (<CO>GPB01) tüübiga GPB03 ning omadustega andmemalli tüübiga H101, mis kaasab kolme omadust kindlas järjestuses, kuid efektiivsus ei ole veel teada, kuna sõltub kindlast tüübist/tootest: -GPB01%GPB03(H101;5;30;#)
Tagasi sisukorda | Klassi koodi kasutamine (protsess, ressurss)
Terviklik klassifikatsiooni kood algab viitega ehitusprotsessi klassile ning ehitusressurssile, mida kasutatakse. Kuna ehitusprotsessid on jagatud erinevatesse klassidesse, tuleb kasutada ka viitamist klassi nimetusele, millele järgneb konkreetne klassi kood. Sama kehtib ka ehitusressursidele ning tootmisprotsessile.
#Näide: Veevarustuse ja kanalisatsiooni välisvõrk, mis on projekteerimise staadiumis (<PD>ADF) eeldab ehituse abivahendit keevitusseade (<RS>FG), et saaks teostada vee- ja kanalisatsioonitrasside rajamist (<PP> TA): <PD>ADF.<RS>FG.<PP>TA
Märkus: Esimene tase saab omada klassi koode: <PC>, <PA>, <PD>, <PM>, <PL>. Teine tase klassi koode: <RS>, <RA>. Kolmas tase on ainult ühe klassi koodi valikuga: <PP>.
Tagasi sisukorda | Kombineeritud klassifikatsiooni kood
Kombineeritud klassifikatsiooni kood algab protsessi/ressurssi osakoodiga, millele järgneb ehituselemendiga seotud spetsiifika (asukoht, funktsioon, süsteem, komponent) ning viimase osana esitatakse ehitusinfo (andmemall, omadused). Selleks, et neid koodijuppe oleks võimalik üksteisest eristada, kasutatakse eelnevalt märgitud tähemärke.
Protsess/ressurss (<PC>,<PA>,<PD>,<PM>,<PL>;<RS>,<RA>;<PP>): (Protsess: 7-märgiline kood).(Ressurss: 6-märgiline kood).(Tootmine: 6-märgiline kood) <##>###.<##>##.<PP>##
Märkus: Eesliide/järelliide läheb ka arvesse, koodijupi eraldusmärk on eraldiarvestusega.
Asukoht (<CS><CC><CE>): (Ruum: 3 tähte + 2 numbrit).(Kompleks: 1 täht + 2 numbrit).(Ehitis: 2 tähte + 2 numbrit) +###$$.#$$.##$$
Märkus: Eesliidet + kasutatakse asukoha koodijupi eristamiseks protsessi/ressurssiga seotud koodijupist. Tähemärki $ kasutatakse numbrilise koodiosa esitamiseks, mis eristuks tähelisest koodiosast, mida esitatakse tähemärgiga #. Ehituskompleksidele on reserveeritud 4-tähemärgiline kood.
Ehituselement (<CF><CT><CO>): (Funktsionaalne süsteem: 1 täht + 2 numbrit).(Tehniline süsteem: 2 tähte + 2 numbrit).(Komponent: 3 tähte + 2 numbrit) -#$$.##$$.###$$
Märkus: Eesliidet - kasutatakse ehituselemendi koodijupi eristamiseks asukoha põhisest koodijupist.
Komponendi tüüp ning omadused (<RI>): (Tüüp: 3 tähte + 2 numbrit).(Andmemall: 1 täht + 3 numbrit;parameeter1; parameeter2;…;parameeterN) %###$$.(#$$$;#;#;…;#)
Märkus: Eesliidet % kasutatakse komponendi tüübiga seotud koodijupi eristamiseks ehituselemendiga seotud koodijupist, mis on üldisemas esituses. Sulgusid kasutatakse nii andmemallile viitamiseks kui ka sellega seotud omaduste esitamiseks. Omaduste arv, mida sulgudes esitatakse, sõltub konkreetsest andmemallist. Juhul kui väärtus pole teada, kasutatakse kohahoidjana tähemärki # või $.
<##>###.<##>##.<PP>##+###$$.#$$.##$$-#$$.##$$.###$$%###$$.(#$$$;#;#;…;#)
Märkus: Informatsioon, mis pole mingil valitud ajahetkel teada, esitatakse kohahoidjana. Seda saab kasutada ka osaliselt (näiteks on teada küll klass, aga mitte alamklass).

## EN-Introduction
Owner and main contact: |  |  | ET Infokeskuse AS
Main contact email: |  |  | cci@ehituskeskus.ee
CCI-EE version number: |  |  | 2022.10.0.1
Table of contents
Introduction
Layout of the classification system
Alignment with international standards
Basic structure of CCI-EE single class (CS … PL)
The process of class/table revisions
The use of class codes (single level)
The use of class codes (multi level)
The use of class codes (construction information)
The use of class codes (process, resource)
Combined classfication code
Back to content | Introduction
Current document represents the construction classification international (CCI) classification system with local additions (EE) to be used in Estonia to unify the use of construction information throughout the project life-cycle. The responsible holder of the current classification system is ET Infokeskuse AS. Single classes are given in revision-specific manner in where the main versioning number is also given in a file name and in header section of the tab EN-Introduction (current sheet). Although each class have its own version number, the CCI-EE version number should be used for any kind of reference. All changes are initiated by the owner of this classification system and the version used should be always included.
Back to content | Layout of the classification system
Classification system's classes are divided into separate tabs referred by their short-codes (short names). To get an overview about the structure of the classification system, see tab EN-Overview. The layout has been developed according to EVS-EN ISO 12006-2. Classes are color-coded and their do point to different aspects of the construction life-cycle and the development cycle.
| Green |  | Green classes represent the result of construction object which is formed or changed in state as the result of one or more construction processes (Red) using one or more construction resources (Yellow). Green classes are also called the "Core of the CCI" which is partly developed and updated by the CCI Commitee (international commitee). CCI Commitee shares their proposal with ET Infokeskuse AS who will check and coordinate all other classes and release the new version with a new version number.
| Yellow |  | Yellow classes represent construction object used in a construction process (Red) to achieve a construction result. Those classes are developed locally and released locally but always connected with "Core of the CCI" (Green) and with construction process classes (Red). Any change in those classes is confirmed and released by ET Infokeskuse AS who assign a new version to a class as well as to file version.
| Red |  | Red classes represent the process which uses the construction resources (Yellow) to achieve construction results. Those classes are developed locally and released locally but always connected with "Core of the CCI" (Green) and with construction resources classes (Yellow). Any change in those classes is confirmed and released by ET Infokeskuse AS who assign a new version to a class as well as to file version.
Note: All hereby given classes should be always used in inter-connected manner. Therefore, construction resources are connected to components (construciton objects) and construction processes are component-neutral as much as possible.
Back to content | Alignment with international standards
Classification system classes are developed according to various standards which are listed here. Any change (with a purpose) is also given throughout this section.
| EVS-EN ISO 12006-2 |  | Building construction — Organization of information about construction works — Part 2: Framework for classification
Note: General structure is used to develop the current classification system (including "Core of the CCI" and the list of local classes). See <EN-Overview> and subsequent classes (CS, … RS, … , PC, … PL).
Key differences:
Construction element is divided into separate classes (Functional system <CF>, Technical system <CT>, Construction component <CO>).
Box "Construction product" is the result of two classes: "Contstruciton component - CO" and "Construction information - <RI>", therefore it is not given as a separate class.
Box "Work result" is moved into "Production process" and it also represents work descriptions.
| EVS-EN 81346-1 |  | Industrial systems, installations and equipment and industrial products - Structuring principles and reference designations - Part 1: Basic rules
Note: General structure of the structuring principles is given which is used to develop the current coding logic. Please note that additional coding logic is also given in other standards listed here.
| EVS-EN IEC 81346-2 |  | Industrial systems, installations and equipment and industrial products - Structuring principles and reference designations - Part 2: Classfication of objects and codes for classes
Note: General structure of components that are included into class <CO>. Focus is on object type and not on its aspect (which can be decscribed through property or group of properties).
| EVS-EN IEC 81346-12 |  | Industrial systems, installations and equipment and industrial products - Structuring principles and reference designations - Part 2: Classfication of objects and codes for classes
Note: General structure of functional systems and technical sysrems are given which are included into classes <CF> and <CT>.
Note: For additional and class specific sources refer to final report of "Developing an unified construction classification system (31.07.2018−30.09.2020)".
Back to content | Basic structure of CCI-EE single class (CS … PL)
Each class has a header section followed by a classification class division. All classes have the same structure in terms of the start row, the order of columns and column names (only construction information class <RI> has additional columns which help to connect the property with other systems/standards and with an example unit if noted). Note: All classes are fixed (in terms of content, represenation, coding etc.) to a given class version. All modifications, inlcuding class code/text changes, additions, spelling improvements etc. are released by the table owner. See section "The process of table/class revisions".
Header section (rows)
| 1: Class code |  | CCI-EE class short name, also given as a tab name and used for any kind of reference.
| 2: Class desc |  | CCI-EE class long name, also given at tab <EN-Overview>.
| 3: Version |  | Table version number which is connected with a <EN-Revisions> tab. Usually not referenced on its own as it is always belonging into the classification system as a whole and a change in single class version causes a change in CCI-EE version as well.
| 4: Function |  | General function in a BIM environment which states the class connection either component or project (facility) level.
| 5: Parameter name |  | Parameter name which will be used in a software/service environment to connect a value with a certain class. Parameter name is based on class code that is given in table <RI>, section: <AC>. No spaces are allowed when defining a parameter name. Parameter name is version specific as it is based on a class itself.
| 6: Parameter desc |  | Parameter description which will be used in a software/service environment to describe the class that has been used. Parameter name is based on class code that is given in table <RI>, section: <AC>. No spaces are allowed when defining a parameter name. Parameter name is version specific as it is based on a class itself.
Class and additional descriptions (columns), starting from "Row 7"
| A: Level 1 |  | Classes are divided into 1 or more levels (groups, subgroups). Level 1 gives the first letter for the class short name. If a class short name has the follow up level (Level 2, Level 3), then the Level 1 code is written as <Letter1><?><?>, in where <?> represents a placeholder for subsequent letters. If only one level (Level 2) follows, then the short name is written as <Letter1><?> and if the level code is using only one level, then the short name is simply <Letter1>. For example, Functional systems <CF> are always given as one-letter code, and therefore the coding for wall systems is <B>.
| B: Level 2 |  | If a class has more than 1 level, Level 2 is filled up. Level 2 gives the second letter for the class short name. If a class short name has follow up level (Level 3), then the short code is filled up as <Letter1><Letter2><?>, in where <?> represents a placeholder for subsequent letters. If the class is using 2 levels, then the class short name is written as <Letter1><Letter2>. For example, Technical systems <CT> are always given as two-letter code, and therefore the coding for groundworks structure is <BA>.
| C: Level 3 |  | If a class has more than 2 levels, Level 3 is filled up. Level 3 gives the third letter for the class short name. If a class short name has follow up level, numbers will be used. For example, Construction component <CO> are always given as three-letter code, and therefore the coding for pool is <CLA>.
Note: Construciton information <RI> class is using numbers instead of a letter as a Level 3. This is needed for a wider support of different properties. Therefore CCI class short code can be presented as <AC105>
| D: Level 4 |  | Level 4 is kept for future additions. Current classification system is using 3-Level system.
| E: Mõiste (EE) |  | Class short name in Estonian. This is a key name that is used for referencing when description for a short name is needed. In some cases this field combines the description and has a longer reprsentation. If a long name is used, no additonal definition Definitsioon (EE) is usualy given.
| F: Definitsioon (EE) |  | Class description in Estonian. This describes the the short name Mõiste (EE) in a more specific way. Sometimes left blank when a short name is using a longer version already.
| G: Näited (EE) |  | Examples for a class/sub-class in Estonian. Supports the Definitsioon (EE) field and can be an extension to the definition given. Can hold notes/references. Not always used. Not used in <RI> table.
| H: Term (EN) |  | Class short name in English. This is a key name that is used for referencing when description for a short name is needed. In some cases this field combines the description and has a longer reprsentation. If a long name is used, no additonal definition Definition (EN) is given.
| I: Definition (EN) |  | Class description in Estonian. This describes the the short name Term (EN) in a more specific way. Sometimes left blank when a short name is using a longer version already.
| J: Examples (EN) |  | Examples for a class/sub-class in English. Supports the Definition (EN) field and can be an extension to the definition given. Can hold example notes/references. Not always used. Not used in <RI> table.
Additional columns in table <RI>
| I: Reference |  | Extra column in table Construction information <RI> only. Indicates the reference from where the parameter is taken/based on.
| J: Unit/Format |  | Extra column in table Construction information <RI> only. Presents a sample unit for a parameter.Not all parameters that do have units are filled in. Units can be presented in different unit fashion (ex length can be presented as <mm> or <m>) and a data template (which defines the selection of parameters to be used) clarifies the required unit.
| K: IFC property name |  | Extra column in table Construction information <RI> only. Maps the current property with IFC name (from version 4.3 upward). Based on that field, additional information can be acquired from buildingSMART website by the user (incl entity name, additional notes, proeprty sets etc.). Used only when a property name can be assigned to IFC name (incl when it is based on IFC property name).
| L: ETIM Feature ID |  | Extra column in table Construction information <RI> only. Maps the current property with ETIM feature name (from version 8 upward). Based on that field, additional information can be acquired from ETIM website by the user. Used only when a property name can be assigned to ETIM name (incl when it is based on ETIM feature name).
| M: Predefined values |  | Extra column in table Construction information <RI> only. Presents the predefined list of values from which the parameter gets its value. Usually in English, translations can be made if accomodated into local environment. Sample lists are generated from IFC/ETIM or other documents /standards. For Yes/No parameters the values are given as True or False.
Back to content | The process of table/class revisions
Revisions are released by the owner of CCI-EE. No changes are allowed by the end user and classes should be used in a shape as it has been released (incl misspellings, class names and codings etc.) with and indication to version number that can be found from a file name or from tab <EN-Introduction> (CCI-EE version number). Each revision is released by the owner of CCI-EE with the list of changes that are explained on a tab <EN-Revisions>. Each revision will update the class revision number in where the change was made, as well as CCI-EE revision number. This is because any change in a single class can also initiate the need of a change in other classes and the revision should be always used as a whole. It is more important to refer to CCI-EE version number than to a single class version number.
When a revision is made, and it is connected to some class code, the current class code should be always noted (even if the change was not made in there, for example, the change was made to term, definition etc.). This is for backward compatibility that any system that is using the CCI-EE specific version can refer back to and update their database. Example row is included onto tab <EN-Revisions>.
Revisions are divided into several groups.
CCI-EE-2020.10.0.1
| 2020 | - | indicates the year when the update has been released
| 10 | - | indicates the month when the update has been released
| 0 | - | indicates a major revision number which has caused a change in multiple classes
| 1 | - | indicates a minor revision number which has caused a change in single class or it is the first version of that calendar month
When upper-level number is chaning, all consequantive numbers will count to zero.
Example:
| 2020.10.0.1 |  | Current version.
| 2021.04.0.1 |  | The revision has been released in April 2021 (2021.04), it is the first revision of April, therefore, a major change has a value of .0 and .1 as the first version in April.
Back to content | The use of class codes (single level)
Class code may use letters as well as numbers. Numbers may contain leading zeros and they always follow to the letter code (and not the opposite). Single level reference designation should be as short as possible (up to 3 letters and 3 numbers are considered short enough). For example, class <CS> (Built space) contains a 3 letter code only (ex. BAB) , but <RI> (Construction information) contains 2 letter code + 3 number code (ex. AC125).
Single level reference means that only a single class is referred. Various prefix signs are used to indicate the type of the class:
| = | when relating to the function ( ex. wall system can be referenced as =B )
| - | when relating to the product (construction element)
| + | when relating to the location ( ex. meeting room +BAB )
| % | when relating to a specific type
To be able to differentiate the class codes from each other (separate classes), top node indentifier is added with angle-brackets (<…>).
Example: Meeting room (BAB) from a class Built space (CS) can be referred as: <CS>+BAB
As one top level class may contain multiple but same sub-level classes, those are identified by adding an additional number.
#Example: Meeting room type no. 1 (BAB01) in class Built space (CS) can be referred as: <CS>+BAB01 #Example: Meeting room type no. 2 (BAB02) in class Built space (CS) can be referred as: <CS>+BAB02
If a type instead of a number should be referenced, then % is used.
#Example: Window type 01 (QQA) from a class Construction component (CO) can be referred as: <CO>%QQA01
Back to content | The use of class codes (multi level)
Multi level referencing combines single class codes into one sequence of codes. To be able to separate different class codes from each other the following, additional principles are assigned:
| . (point) | separates single level class codes from each other
#Example: Construction component <CO> window no. 1 (QQA01) in a technical system <CT> wall structure no.1 (BD01) belongng to a functional system <CF> class of wall system no. 1 (B01) can be referred as: -B01.BD01.QQA01
Note: As functional systems are using one-level letter code, technical systems - two-level letter code and construction component - three-level letter code, class codes can be easily separated from each other.
Different components in the same system are referred separately (with shared class code parts).
#Example: Road construction which consists of different construction layers which are built on top of groundworks structure can be classified (from top-down): -A01.AA01.NCA01 (layer: asphalt pavement; component: paving) -A01.AA01.UMC01 (layer: granual base; component: reinforcing mass layer) -A01.AA01.ULA01 (layer: subgrade; component: base course) -A01.AA01.BA01 (terrain, technical system, onto which the road is built) #Example: If a specifc type should be shown as well, it is added after the numbered element. -A01.AA01.NCA01%NCA03 (layer: asphalt pavement; component: paving; type 03) -A01.AA01.UMC01%UMC02 (layer: granual base; component: reinforcing mass layer; type 02) -A01.AA01.ULA01%ULA04 (layer: subgrade; component: base course; type 04)
Note: Prefix % indicates a specific type of the component. For example, %NCA03 refers to a specific paving type which is noted with a number 03. Both, the "number" and the "type number" are defined in two-digit code and the prefix differentiate in between those (if it should be taken as a number or a type).
Different subclasses from the same class (ex. components that relates to each other) can be also aligned in a multi-level view.
#Example: Security chain, RLA01 which belongs to a door, QQC01: -QQC01.RLA01
Back to content | The use of class codes (construction information)
In addition to type level, properties (construction information, <RI>) may be also needed to distinguish in between different aspects (including setting up requirements or by reading required values automatically from the classification code).
| (...) | parenthesis represent the string part which include properties
| # | when relating to other aspects; it also reflects the placeholder for a property, which is empty until it is a required to a specific value or is a known value
Properties are combined into certain data template (property set) which hold similar properties together. As data templates are standardized and those do have a specific short name (usually at client level), it can be used to present filled in or required properties.
A data template shortcode can be based on the subgroup of construction information <RI>. Therefore, a data template that focus onto group H? properties, may have total of 3 properties: Flowrate, Pressure, Effectiveness
To be able to present it as a property group in the classification code, the following format is used:
#Example: Liquid velocity pump (<CO>GPB01) with a type of GPB03 with properties from a data template type H101 which holds 3 properties in a certain order: -GPB01%GPB03(H101;5;30;75)
Note: Values should be separated with a semicolon from each other. Data template takes care the expected unit. For example H101 may state that those numbers should be always read as: Flowrate = 5 l/s, Pressure = 30 mH2O, Effectiveness = 75%.
If some values (usually depends on in which project stage the information is required/given) are not yet known, the # is used as a placeholder.
#Example: Liquid velocity pump (<CO>GPB01) with a type of GPB03 with properties from a data template type DA01 which holds 3 properties in a certain order but effectiveness is not known as it depend on the certain type (product): -GPB01%GPB03(H101;5;30;#)
Back to content | The use of class codes (process, resource)
The whole classification code for a certain construction result starts with an indication to the process it is in, the resource it uses and a type of work/production. As processes are divided into multiple classes, it should be noted with a class code following by a subclass. Same is true for resources and production works.
#Example: External water supply system that is in design stage (<PD>ADF) requires a resource of welding machine (<RS>FG) to carry out water supply and drainage works (<PP> TA): <PD>ADF.<RS>FG.<PP>TA
Note: First level can have a class code of: <PC>, <PA>, <PD>, <PM>, <PL>. Second level can have a class code of: <RS>, <RA>. Third level can have only one class code: <PP>.
Back to content | Combined classification code
The combined classification code starts with a process/resource part, followed by a construction element specifics (location, function, system, component) and ends with construction information (data template, properties). To be able to separate those string parts from each other, previously noted characters are used.
Process/resource part (<PC>,<PA>,<PD>,<PM>,<PL>;<RS>,<RA>;<PP>): (Process: 7-digit code).(Resource: 6-digit code).(Production: 6 digit code) <##>###.<##>##.<PP>##
Note: Prefix/suffix is counted as well, string separator is taken on its own.
Location part (<CS><CC><CE>): (Space: 3 letters + 2 numbers digit code).(Complex: 1 letter + 2 numbers digit code).(Entity: 2 letters + 2 numbers digit code) +###$$.#$$.##$$
Note: Prefix + is used to separate the location part from process/resource part. $ is used to separate the letter code part from a number code part. For construction complexes, 4-digit code is reserved.
Construction element part (<CF><CT><CO>): (Function: 1 letter + 2 numbers digit code).(Technical system: 2 letters + 2 numbers digit code).(Component: 3 letters + 2 numbers digit code) -#$$.##$$.###$$
Note: Prefix - is used to separate the construction element part from location part.
Component type and its properties part (<RI>): (Type: 3 letters + 2 numbers).(Data template: 1 letter + 3 numbers;parameter1; parameter2;…;parameterN) %###$$.(#$$$;#;#;…;#)
Note: Prefix % is used to separate the element type part from a more general construction element part. Parenthesis are used to hold a reference to the data template and properties. The number of properties is defined by a specific data template, if a value is not known, placeholder # or $ is written instead).
Complete classfication code can be presented:
<##>###.<##>##.<PP>##+###$$.#$$.##$$-#$$.##$$.###$$%###$$.(#$$$;#;#;…;#)
Note: Information that is not known for a certain time, is noted with a placeholder. This can be made partly as well (for example, when a major class is known, but not a subclass).

## EE-Ülevaade
Klass | Kirjeldus | Versioon |  | Organisatsiooni mudel Kasutaja tegevus
CS | Ehitatud ruum | 2022.10.0.1
CC | Ehituskompleks | 2022.10.0.1
CE | Ehitis | 2022.10.0.1
CF | Funktsionaalne süsteem | 2022.10.0.1 |  | Ehitatud ruum (CS) | Ehituskompleks (CC)
CT | Tehniline süsteem | 2022.10.0.1
CO | Ehituskomponent | 2022.10.0.1
RS | Ehituse abivahend | 2022.10.0.1
RA | Ehituse osaline | 2022.10.0.1 | Töötulemus | Ehitustulemus | Ehitis (CE) | Funktsionaalne süsteem (CF)
RI | Ehitusinfo | 2022.10.0.1
PC | Juhtimine | 2022.10.0.1
PA | Projekteerimiseelne protsess | 2022.10.0.1
PD | Projekteerimisprotsess | 2022.10.0.1 |  |  | Ehituselement | Tehniline süsteem (CT)
PP | Tootmisprotsess | 2022.10.0.1
PM | Korrashoiuprotsess | 2022.10.0.1
PL | Ehitise elukaar | 2022.10.0.1
Ehituskomponent (CO)
|  |  | Ehitise elukaar (PL) |  | Juhtimine (PC)
|  |  | Ehitustoode | Ehitusprotsess | Projekteerimiseelne protsess (PA)
|  |  | Ehituse abivahend (RS) |  | Projekteerimis-protsess (PD)
Ehitusressurss
|  |  | Ehituse osaline (RA) |  | Tootmisprotsess (PP)
|  |  | Ehitusinfo (RI) |  | Korrashoiuprotsess (PM)
Note on B3: [Threaded comment] Your version of Excel allows you to read this threaded comment; however, any edits to it will get removed if the file is opened in a newer version of Excel. Learn more: https://go.microsoft.com/fwlink/?linkid=870924 Comment: First letter from "Core" or "CCI".
Note on B9: [Threaded comment] Your version of Excel allows you to read this threaded comment; however, any edits to it will get removed if the file is opened in a newer version of Excel. Learn more: https://go.microsoft.com/fwlink/?linkid=870924 Comment: First letter "R" from the group "Resources"
Note on B12: [Threaded comment] Your version of Excel allows you to read this threaded comment; however, any edits to it will get removed if the file is opened in a newer version of Excel. Learn more: https://go.microsoft.com/fwlink/?linkid=870924 Comment: First letter "P" from the group "Process"

## EN-Overview
Class | Description | Version |  | Organization model. User activity
CS | Built space | 2022.10.0.1
CC | Construction complex | 2022.10.0.1
CE | Construction entity | 2022.10.0.1
CF | Functional system | 2022.10.0.1 |  | Built space (CS) | Construction complex (CC)
CT | Techincal systems | 2022.10.0.1
CO | Construction component | 2022.10.0.1
RS | Construction aid | 2022.10.0.1
RA | Construction agent | 2022.10.0.1 | Work result | Construction result | Construction entity (CE) | Functional system (CF)
RI | Construction information | 2022.10.0.1
PC | Management | 2022.10.0.1
PA | Pre-design | 2022.10.0.1
PD | Design | 2022.10.0.1 |  |  | Construction element | Technical system (CT)
PP | Production | 2022.10.0.1
PM | Maintenance | 2022.10.0.1
PL | Lifecycle | 2022.10.0.1
Construction component (CO)
|  |  | Construction process lifecycle (PL) |  | Management (PC)
|  |  | Construction product | Construction process | Pre-design process (PA)
|  |  | Construction aid (RS) |  | Design process (PD)
Construction resource
|  |  | Construction agent (RA) |  | Production process (PP)
|  |  | Construction information (RI) |  | Maintenance process (PM)
Note on B3: [Threaded comment] Your version of Excel allows you to read this threaded comment; however, any edits to it will get removed if the file is opened in a newer version of Excel. Learn more: https://go.microsoft.com/fwlink/?linkid=870924 Comment: First letter from "Core" or "CCI".
Note on B9: [Threaded comment] Your version of Excel allows you to read this threaded comment; however, any edits to it will get removed if the file is opened in a newer version of Excel. Learn more: https://go.microsoft.com/fwlink/?linkid=870924 Comment: First letter "R" from the group "Resources"
Note on B12: [Threaded comment] Your version of Excel allows you to read this threaded comment; however, any edits to it will get removed if the file is opened in a newer version of Excel. Learn more: https://go.microsoft.com/fwlink/?linkid=870924 Comment: First letter "P" from the group "Process"

## CS
Class code | CS
Class desc | Built space
Version | 2022.10.0.1
Function | Space
Parameter name | AC125_cciCScode
Parameter desc | AC130_cciCSterm
Level 1 | Level 2 | Level 3 | Mõiste (EE) | Definitsioon (EE) | Näited (EE) | Term (EN) | Definition (EN) | Examples (EN)
A?? |  |  | Ruum inimasustuseks | ruum, kavandatud inimasustuseks ja sellega seotud tegevusteks |  | Space for human dwelling | space designed for human dwelling and related activities
| AA? |  | Hõivatav ruum | ruum inimtegevuseks, puhkuseks, lõõgastumiseks, virgestumiseks või ootamiseks |  | Occupiable space | space for human dwelling for rest, relaxation, recreation or waiting
|  | AAA | Tuba | hõivatav ruum, isiklikuks kasutamiseks | magamistuba, laste mängutuba, hotellituba, salong, sviit | Room | occupiable space for personal use | bedroom, children’s play room, hotel room, lounge, suite
|  | AAB | Eluruum | hõivatav ruum, jagatud kasutamiseks | rõdu, puhketuba, klubi, kohvituba, söögituba, magamissaal, elutuba, mängutuba, suitsetamistuba, terrass, palat | Living space | occupiable space for shared use | balcony, break room, clubroom, coffee room, dining room, dormitory, living room, playroom, sitting room, smoking room, terrace, ward
|  | AAC | Ooteruum | hõivatav ruum, ootamiseks | vastuvõturuum, kogunemiskoht evakuatsiooni korral, värav (lennujaamas), sohvabaar, elutuba, puhkeruum | Waiting space | occupiable space for waiting | drawing room, emergency assembly point, gate, lounge, reception room, withdrawing room
|  | AAD | Õu | hõivatav ruum, ümbritsetud üleni või osaliselt hoonetega | aatrium, aed, terrass, hoov | Courtyard | occupiable space outdoors entirely or partly surrounded by buildings | atrium, garden, patio, yard
| AB? |  | Isikliku hügieeni ruum | ruum inimasustuseks, isikliku hügieeni mõttes |  | Personal hygiene space | space for human dwelling for personal hygiene use
|  | ABA | Kümblusruum | isikliku hügieeni ruum, mis võimaldab end pesta ja võimalik, et kergendada | puudega inimeste tualett, naiste tualett, tualett, käimla, meeste tualett, avalik tualett, pissuaar, WC | Bathroom | personal hygiene space enabling persons to wash and possibly relieve themselves | disabled lavatory, ladies room, lavatory, loo, men’s room, restroom, urinal, WC
|  | ABB | Tualett | isikliku hügieeni ruum, mis võimaldab end kergendada | vannituba, puudega inimeste tualett, naiste tualett, meeste tualett, tualett, käimla, avalik tualett, pissuaar, pesemisruum, WC | Toilet | personal hygiene space enabling persons to relieve themselves | bath, disabled lavatory, ladies room, men’s room, lavatory, loo, restroom, urinal, washroom, WC
|  | ABC | Beebimähkmevahetustuba | isikliku hügieeni ruum, beebide hügieeniliseks hooldamiseks | ala imikute mähkmete vahetuseks, mähkmete vahetamise ruum | Baby changing room | personal hygiene space for young children | baby change area, baby changing area, nappy changing room
|  | ABD | Riietusruum | isikliku hügieeni ruum, ümberriietumiseks | meeste riietuspiirkond, haigla, naiste riietumisala, kapiga riietusruum, tööpiirkond | Changing room | personal hygiene space for changing clothes | gents changing area, hospital, ladies changing area, locker room, work area
|  | ABE | Dušš | isikliku hügieeni ruum, mis võimaldab end pesta | riietuskabiin, ujula, kapiga riietusruum, dušinišš | Shower | personal hygiene space enabling persons to wash themselves | changing room, baths, locker room, shower niche
|  | ABF | Saun | isikliku hügieeni ruum, mis võimaldab higistades kümmelda | saun, aurusaun, Türgi saun | Sauna | personal hygiene space enabling persons to take a sweat-inducing bath | sauna room, steam room, Turkish bath
| AC? |  | Eraldamisruum | ruum inimasustuseks, isikute eraldamiseks |  | Isolation space | space for human dwelling for isolating persons
|  | ACA | Varjend | eraldamisruum, et kaitsta isikuid ohtlike olukordade eest | pommivarjend, hütt, punker, kessoonkamber, maavärinavarjend, eralduspalat, meditsiiniline isolaator, paanikaruum, ohutu ruum, halva ilma varjend | Shelter | isolation space to protect persons from hazardous of dangerous situations | air-raid shelter, bothy, bunker, decompression chamber, earthquake shelter, isolation ward, medical isolation unit, panic room, safe room, weather shelter
|  | ACB | Kong | eraldamisruum, et eraldada isikud teistest isikutest | eralduskong, polsterdatud palat, vangikong, erikohtlemisosakond | Cell | isolation space to separate persons from other persons | isolation cell, padded cell, prison cell, special handling unit
B?? |  |  | Ruum inimtegevuseks | ruum, kavandatud inimeste vaba aja veetmiseks ja äritegevuseks |  | Space for human activity | space designed for humans’ leisure and business activities
| BA? |  | Tööruum | ruum inimtegevuseks, mittemateriaalse tulemuse tootmiseks |  | Workspace | space for human activity for producing an immaterial result
|  | BAA | Kontor | tööruum, info loomiseks, töötlemiseks ja tõlgendamiseks | piletikassa, kõnekeskus, lahterdatud kontor, valvetuba, infolett, juhataja kabinett, avatud kontor, müügikontor, üksik-kontor, piletikassa | Office | workspace for the production, processing and interpretation of information | box office, call centre, cell office, guard room, information stand, managers office, open plan office, sales office, single office, ticket office
|  | BAB | Koosolekuruum | tööruum, koosolekuteks | nõupidamissaal, konverentsisaal, ruumid valijatega kohtumiseks, nõustamistuba, volikogu saal, kohtusaal, ülekuulamisruum, vestlusruum, nõupidamisruum, tunnistajatuba | Meeting space | workspace for meetings | boardroom, conference room, constituency office, consultation room, council hall, courtroom, interrogation room, interview room, meeting room, town project room, union room, witness room
|  | BAC | Vastuvõtt | tööruum, külaliste ja kauba vastuvõtuks | lett, infolaud, klienditeenindusala, hotelli vestibüül | Reception | workspace for receiving guests and goods | counter, information desk, customer service area, hotel reception area
|  | BAD | Müügiala | tööruum, kaupade ja teenuste müümiseks | oksjonisaal, baar, ilusalong, piletikassa, harukontor, koerte hooldamise ruum, turulett, juuksurisalong, kiosk, müügisaal, kõrts, pood, solaarium, piletikassa | Sales area | workspace for selling goods and services | auction gallery, bar, beauty salon, box office, branch, dogs grooming room, food retail counter, hairdressing saloon, kiosk, sales floor, saloon, shop, sunbed room, ticket office
|  | BAE | Koolitamisruum | tööruum, teadmiste ja oskuste edastamiseks | auditoorium, klass, loominguline õpikoda, keelelaborloengusaal, loenguruum, muusikaklass, multimeediaklass, klass katsetusteks reaalainetes, simulaator, võimla, stuudio, õppelabor | Teaching space | workspace conveying knowledge and competencies | auditorium, classroom, creative workshop, language laboratory, lecture hall, lecture room, music room, multimedia room, science room, simulator, gymnasium, studio, tutorial lab
|  | BAF | Kabinet | tööruum, lugemiseks | raamatukogu, vaikne ala, lugemisala, õppeala, avariiulite ala raamatukogus | Study | workspace for reading | library, quiet room, reading room, study room, reference room
|  | BAG | Pesumaja | tööruum, rõivaste ja pesu pesemiseks | selvepesula, pesumaja, pesupesemisruum, majapidamisruum | Laundry | workspace for laundering clothes and linen | laundrette, laundry, laundry room, utility room, wash house
|  | BAH | Ravimisruum | tööruum, isikute tervisega seotud ja muu kohtlemise ning hooldamise mõttes | afereesiruum, keemiaraviruum, dialüüsiruum, elektrokardiograafiaruum (EKG-ruum), elektrišokiruum, esmaabiruum, kuvöös, töötervishoiuruum, operatsioonisaal, massaažiruum, sünnitusmaja, füsioteraapiaruum, järelraviruum, vastuvõturuum, barokamber, eelraviruum, kirurgiakabinet, proovivõturuum, raviruum, traumakabinet | Treatment space | workspace for health-related and other treatment and care of individuals | apheresis room, chemotherapy room, dialysis room, electrocardiogram room (ECG-room), electroconvulsive therapy room (ECT-room), first-aid room, incubator room, occupational therapy room, operating theatre, massage room, maternity ward, physiotherapy room, post-treatment room, preadmission room, pressure chamber, pre-treatment room, surgery, test room, therapy room, trauma room
|  | BAJ | Läbivaatamisruum | tööruum, diagnoosi panemiseks | elektrokardiograafiaruum (EKG-ruum), elektrišokiruum, esmaabiruum, sünnitusosakond, operatsioonisaal, vastuvõturuum, sidumistuba, proovivõturuum, traumakabinett, triaažiala | Examining space | workspace for diagnosis | electrocardiogram room (ECG-room), electroconvulsive therapy room (ECT-room), first-aid room, maternity ward, operating theatre, preadmission room, surgery, test room, trauma room, tri-age room
|  | BAK | Jälgimisruum | tööruum, isikute jälgimiseks | intensiivraviosakond, kuvöösiruum, eralduspalat, barokamber, taastusala | Observation space | workspace for monitoring individuals | intensive care room, incubator room, isolation room, pressure chamber, recovery room
|  | BAL | Vaatlemisruum | tööruum, isikute ja protsesside jälgimiseks lähedases ruumis | hukkamisruum, eksperimentaaluuringute ruum, galerii, ülekuulamisruum, vahiputka, toiduohutusprotsessi jälgimise ruum turul, juhtimisruum, vahiruum avaliku koha turvalisuse jälgimiseks, tehniline galerii | Viewing space | workspace for observing processes and persons in adjacent space | execution room, experimental research room, gallery, interrogation room, lodge, market research room, operations desk, security observation deck in public areas, technical gallery
|  | BAM | Meediatöökoda | tööruum, salvestamiseks ja meediumi toimetamiseks | monteerimisruum, pimik, joonistamissaal, redigeerimisruum, filmistuudio, trükkimisruum, salvestusstuudio, foonika | Media workshop | workspace for recording and editing media | cutting room, dark room, drawing office, editing room, film studio, print room, recording studio, sound studio
| BB? |  | Tootmisruum | ruum inimtegevuseks, materiaalse tulemuse tootmiseks |  | Production space | space for human activity for producing a material result
|  | BBA | Köök | tootmisruum, tööks toiduainetega | pagaritöökoda, söökla, toidu ettevalmistamise ala, kööginurk, kondiitriköök, profiköök, nõudepesuruum, teeköök | Kitchen | production space for working with foodstuffs | bakery, canteen, food preparation area, kitchenette, pastry kitchen, professional kitchen, scullery, tea kitchen
|  | BBB | Materjalide töökoda | tootmisruum, tööks materjalidega | kiviraidurite töökoda, sepikoda, värvimistöökoda, metallitöökoda, stuudio, puutööruum, töökoda | Materials workshop | production space for working with materials | cutters workshop, forge, paint shop, metal shop, studio, woodwork room, workshop
|  | BBC | Masinakoda | tootmisruum, tööks masinate ja seadmetega | garaaž, IT-töökoda, kanal mehaanikule, mehaanikatöökoda, külmvormimistöökoda, töökoda | Machine shop | production space for working with machinery and equipment | garage, IT workshop, mechanics pit, mechanical workshop, plate shop, workshop
|  | BBD | Stuudio | tootmisruum, käsitöö ja kunsti mõttes | keraamikatöökoda, õmbleja tööruum, klaasitöökoda, savikoda, tootmishall | Studio | production space for working on art and crafts | ceramic workshop, dressmaker's workroom, glass workshop, pottery, production hall
|  | BBE | Pakkimisruum | tootmisruum, objektide sorteerimiseks ja pakkimiseks | postiruum, ravimiruum, pakkimisruum, sorteerimisjaam, laohoone, laoruum, ladu | Packing space | production space for sorting and packing objects | mail room, medicine room, packing room, storing office, storehouse, storeroom, warehouse
| BC? |  | Laboratoorium | ruum inimtegevuseks analüüside ja katsete tegemisel |  | Laboratory | space for human activity for performing analyses and tests
|  | BCA | Tehniline labor | ruum inimtegevuseks, laboratoorium tehniliste analüüside mõttes | akustiliste katsete labor, keemialabor, optikalabor, radiograafialabor, teaduskatsete ruum, helilabor, kaaluvihtide ruum | Technical laboratory | laboratory for technical analyses | acoustic testing lab, chemical laboratory, optics laboratory, radiography laboratory, scientific testing room, sound lab, weigh room
|  | BCB | Materjalilabor | ruum inimtegevuseks, materjalide uurimise labor | ehitusfüüsikalabor, kokkupõrkekatsete ala, ala katseteks tulega, polümeeride labor, lainesimulatsioonibasseini ruum, tuuletunnel | Materials laboratory | laboratory for studying materials | building physics laboratory, crash test area, fire test area, polymer laboratory, wave simulation tank room, wind tunnel
|  | BCC | Bioloogialabor | ruum inimtegevuseks, laboratoorium bioloogiliste analüüside mõttes | fermentatsioonilabor, toidulabor, meditsiinilabor, viiruste labor | Biology laboratory | laboratory for biological analysis | fermentation laboratory, food laboratory, medical laboratory, virus laboratory
| BD? |  | Harjutamisruum | ruum spordi- ja kultuurialaseks inimtegevuseks |  | Practice space | space for human activity of sport or culture
|  | BDA | Spordihall | harjutamisruum, spordi alal | spordibaas, pallimängusaal, jäärada, jäähall, jääplats, ratsutamisareen, ujula, (sise)ujumisbassein | Sports hall | practice space for sports | athletic facility, ball game hall, ice drome, ice hall, ice rink, riding arena, swimming facility, swimming pool (indoor)
|  | BDB | Treeninguruum | harjutamisruum, tugevuse, koordinatsiooni ja tasakaalu treenimiseks | kehakultuurikeskus, kehakultuuriruum, võimla, jõusaal | Training room | practice space for training strength, condition and balance | fitness centre, fitness room, gym, weights room
|  | BDC | Prooviruum | harjutamisruum, kunstioskuste harjutamiseks | balletiprooviruum, muusikaprooviruum, harjutuslava | Rehearsal room | practice space for practicing artistic competencies | ballet rehearsal room, music practice room, rehearsal stage
|  | BDD | Lava | harjutamisruum, esitluskunstide alal | orkestriauk, harjutuslava, stuudio | Stage | practice space for performance artistic works | orchestra pit, rehearsal stage, studio
|  | BDE | Mängutuba | harjutamisruum, lastele | laste mängutuba, pehme mängimisala | Playroom | practice space for children | children's play room, soft play area
| BE? |  | Kogunemisruum | ruum inimtegevuseks, isikute või rahva (massi)kogunemiseks |  | Assembly space | space for human activity for mass assemblies of people/persons
|  | BEA | Einestamisruum | kogunemisruum, toidu tarbimiseks | kohvik, söökla, söögisaal koolis/kontoris, söögikoha einestushall, söögituba (tasuta) supiköök, sõdurite söögisaal, restoran | Dining space | assembly space for consumption of food | café, canteen, common room, eatery dining hall, dining room, langar, mess hall, restaurant
|  | BEB | Saal | kogunemisruum, sotsiaalsündmusteks | tantsusaal, (linnavalitsuse) istungisaal, klubihoone, kogukonna keskus, kogunemisala, külalistemaja, sohvabaar, vabamüürlaste saal, koosolekusaal, kontserdihall, rahvamaja | Hall | assembly space for social events | ballroom, city chamber, club house, community centre, gathering room, lodge, lounge, masonic hall, meeting hall, music hall, village hall
|  | BEC | Galerii | kogunemisruum, objektide esitlemiseks | kunstisaal, müügisaal | Gallery | assembly space for displaying objects | art gallery, showroom
|  | BED | Usuruum | kogunemisruum, ususündmusteks | budistliku pühamu ruum, kabel, kirikuruum, Darbar sahib, musalla, palvetusruum, usuruum; Eestis ka hiis | Religious faith space | assembly space for religious activities | Buddhist shrine room, chapel, church room, Darbar sahib, musallah, prayer room, religious faith room
C?? |  |  | Ladustamisruum | ruum, kavandatud materjali, seadmete ja organismide ladustamiseks |  | Storage space | space designed for storage of materials, equipment and organisms
| CA? |  | Materjali ladustamise ruum | ladustamisruum, vahenditele |  | Material storage space | storage space for resources
|  | CAA | Prügi ladustamise ruum | materjali ladustamise ruum, prügile ja hüljatud materjalile või objektidele | prügitünniruum, konteineriladu, prügiala, ringlussevõtuala, prügiruum, prahiladu, jäätmete kõrvaldamise ruum | Refuse storage space | material storage space for refused and rejected materials or objects | bin room, container storage, garbage area, recycling area, refuse room, rubbish store, waste disposal room
|  | CAB | Kemikaalide ladustamise ruum | materjali ladustamise ruum, kemikaalidele | kemikaalide kõrvaldamise ala, kergestisüttivate materjalide ladustamise ruum | Chemicals storage space | material storage space for chemicals | chemical disposal area, inflammable materials storage room
|  | CAC | Ravimite ladustamise ruum | materjali ladustamise ruum, ravimitele | verejäägid, ravimikapp, apteek | Medicine storage space | material storage space for medicines | blood deposit, chemist, medicine cupboard, pharmacy
|  | CAD | Arhiivi ladustamise ruum | materjali ladustamise ruum, füüsilistele dokumentidele või andmekandjatele | dokumendiarhiiv, jooniste arhiiv, ajakirjandusarhiiv, raamatukogu, salvestuste arhiiv | Archive storage space | material storage space for physical documents or media | document archive, drawing archive, journal archive, library, records archive
|  | CAE | Vedeliku ladustamise ruum | materjali ladustamise ruum, vedelikule | naftahoidla, rasvahoidla, kütusetank, vedelike ladustamise kapp, tagavarakanistrid, põhjaveemaardla, veevaru, veehoidla | Fluid storage space | material storage space for fluid | oil reservoir, fat reservoir, fuel tank, liquid storage cabinet, safety cans, water basin, water pool, water reservoir
|  | CAF | Toorme ladustamise ruum | materjali ladustamise ruum, tootmisprotsessis kasutatavatele üksustele | pinnase panipaik, lõhkainete kapp, paberihoidla, soolavaramu, liivahoidla | Raw materials storage space | material storage space for substances or materials for use in production processes | earth repository, combustible material cabinet, paper depot, salt repository, sand repository
|  | CAG | Toidu ladustamise ruum | materjali ladustamise ruum, toidule ja jookidele | õllekelder, külmladu, kuivainete ladu, viljasalv, kuumladu, jahutatud toidu ladu, nõudepesuruum, silo, veinikelder | Food storage space | material storage space for food and drinks | beer cellar, cold store, dry goods store, grain store, hot store, larder, refrigerated store, scullery, silo, wine cellar
|  | CAH | Turvaline ladustamisruum | materjali ladustamise ruum, väärtuslikele objektidele | pank, öise deponeerimise süsteem, seif, hoiulaegas, vitriin, kamber | Secure storage space | material storage space for valuable objects | bank, night depository system, safe, safety deposit box, showcase, vault
|  | CAJ | Pakendite ladustamise ruum | materjali ladustamise ruum, pakkematerjalidele | karbiruum, pakendiladu | Packaging storage space | material storage space of materials for packaging | box room, packaging depot
|  | CAK | Riiete ladustamise ruum | materjali ladustamise ruum, riietele, jalanõudele ja pesule | automaatgarderoob, kapp, kuivatuspööning, kuivatusruum, pesumaja, pesuvaru, pesuladu, teatri garderoob, garderoob-tuba, garderoob | Clothes storage space | material storage space for clothing, shoes and linen | automatic wardrobe, cupboard, drying loft, drying room, laundry, linen depot, linen store, theatre cloakroom, walk-in closet, wardrobe
|  | CAL | Ehitusmaterjalide ladustamise ruum | materjali ladustamise ruum, ruum ehitusmaterjalidele | elektrikaupade ladu, vee- ja kanalisatsioonikaupade ladu, puuhoov, tislerimaterjalide ladu, pesumaterjalide ladu | Building materials storage space | material storage space for building materials | electrical depot, heating water and sanitation (HWS) depot, lumber yard, masonry depot, timber depot
|  | CAM | Lõhkeainete ruum | materjali ladustamise ruum, ruum lõhkeainetele | laskemoonapunker, laskemoonakamber, laskemoona varu, dünamiidiruum, ilutulestikuruum | Explosives space | material storage space for explosives | ammunition bunker, ammunition chamber, ammunition depot, dynamite room, fireworks room
|  | CAN | Laoruum | materjali ladustamise ruum, toodetele, kaubale ja veosele | veoseladu, kaubaladu | Stockroom | material storage space for products, goods and cargo | cargo storage, goods storage
| CB? |  | Seadmete ladustamise ruum | ladustamisruum, teisaldatavatele tehnilistele seadmetele |  | Equipment storage space | storage space for moveable technical equipment
|  | CBA | Sisutuse ladustamise ruum | seadmete ladustamise ruum, (ruumi) sisustusobjektidele | lavatagune, keldriruum, hoidla, pööninguruum, katusealune, ruum lava küljel, säilituskapp | Furniture storage space | equipment storage space of objects for fitting out (of spaces) | backstage, basement room, depository, loft storage room, roof storage room, side stage, storage cupboard warehouse
|  | CBB | Tööriistade ladustamise ruum | seadmete ladustamise ruum, tööriistadele | puhastusvahendite kapp, riietusruum, garaaž, aiamaja, kuur aiamaal, tööriistakuur, relvatöökoda | Tool storage space | equipment storage space for tools | cleaning cupboard, equipment room, garage, garden shed, potting shed, utility shed, weapons workshop
|  | CBC | Vahendite ladustamise ruum | seadmete ladustamise ruum, tehnilistele vahenditele | õhusõiduki seadmete ladu, aparaadiladu, meditsiinitehnikaladu | Instrument storage space | equipment storage space for technical instruments | aircraft apparatus storage, apparatus storage, medicotechnical storage
|  | CBD | Sõidukite ladustamise ruum | seadmete ladustamise ruum, liikumisviisidele (kõigile erinevatele) | perroon (lennuväljal), jalgrattahoidla, paadikuur, bussidepoo, taksopark, konteineribaas, rattakuur, depoo, dokk, kuivdokk, elektrisõiduki laadimise koht, garaaž, angaar, veokipark, parkimisala, parkla, rongijaam, veoki laadimisvärav | Vehicle storage space | equipment storage space for modes of transport | apron, bicycle store, boat shed, bus depot, carpark, container base, cycle shed, depot, dock, dry-dock, electrical vehicle charging place, garage, hangar, lorry park, parking area, parking space, train depot, truck-dock
| CC? |  | Loomade hoidmise tarandik | ladustamisruum, loomade sulgemiseks |  | Animal enclosure | storage space for enclosing animals
|  | CCA | Puur | loomade hoidmise tarandik, et loomi kinni hoida | linnumaja, linnupuur, tarandik, reservaat, terraarium | Cage | animal enclosure for keeping animals locked up | aviary, bird cage, enclosure, reserve, terrarium
|  | CCB | Latter | loomade hoidmise tarandik, et loomi tarandikus hoida | linnumaja, karp, linnupuur, tarandik, sulg, reservaat, vivaarium | Stall | animal enclosure for keeping animals fenced in | aviary, box, cage, enclosure, pen, reserve, vivarium
|  | CCC | Tall | loomade hoidmise tarandik, et pakkuda varjualust | lehmalaut, hobilaut, sigala, loomakasvatushall, lambalaut | Stable | animal enclosure for providing shelter | cowshed, hobby shed, pig shed, production shed, sheep shed
|  | CCD | Vesitarandik (sump) | loomade hoidmise tarandik, et loomi vees hoida | akvaarium, vesikasvatussump, kalaakvaarium, ookeanisump, tiik, bassein | Water enclosure | animal enclosure for keeping animals in water | aquarium, aquafarming enclosure, fish tank, ocean enclosure, pond, pool
| CD? |  | Taimekasvatuse ruum | ladustamisruum, taimedele |  | Planting space | storage space for plants
|  | CDA | Taimekasvatuse siseruum | taimekasvatuse ruum, taimede kasvatamiseks siseruumis | botaanikaaed, talveaed, kasvuhoone, oranžerii, palmimaja, solaarium, veranda, troopikaaed | Indoor planting space | planting space for growing plants indoor | botanical garden, conservatory, greenhouse, hothouse, orangery, palm garden, solarium, sunroom, tropical garden, winter garden
|  | CDB | Taimekasvatuse välisruum | taimekasvatuse ruum, taimede kasvatamiseks välisruumis | õunaaed, maitsetaimede aed, roosiaed | Outdoor planting space | planting space for growing plants outdoor | apple garden, herb garden, rose garden
| CE? |  | Surnukehaladu | ladustamisruum, surnukehadele |  | Dead body storage | storage space for dead bodies
|  | CEA | Matusekabel | surnukehaladu, vahepealseks ladustamiseks | külm ruum, morg, surnukuur | Chapel of rest | dead body storage for interim storage | cold room, morgue, mortuary
|  | CEB | Krüpt | surnukehaladu, püsiladustamiseks | kolumbaarium, mausoleum | Crypt | dead body storage for permanent storage | columbarium, mausoleum
D?? |  |  | Ruum tehnosüsteemidele | ruum, kavandatud toimivate tehniliste seadmete jaoks |  | Space for technical systems | space designed for active technical equipment
| DA? |  | Paigaldise ruum | ruum tehnosüsteemidele, mis toetavad ehitise üksuste otstarvet |  | Installation space | space for technical systems which support the function of construction entities
|  | DAA | Elektripaigaldise ruum | paigaldise ruum, elektriseadmetele | akuruum, muundurisaal, sulariruum, generaatoriruum, kõrgepingeruum, mõõdikuruum, reaktorisaal, lülitiruum, jaotla, trafoala, traforuum | Electric installation space | installation space for stationary electric equipment | accumulator room, battery room, converter hall, fuse room, generator room, high voltage room, meter room, no-break room, reactor hall, switch room, switchgear room, transformer area, transformer room
|  | DAB | IT-seadmete ruum | paigaldise ruum, elektroonikaseadmetele | tagavarakoopiaruum, arvutisaal, andmekeskus, hajussüsteemide ruum, peajaotlaruum, serverifarm, serveriruum, kommutaatoriruum | Information technology (IT) equipment space | installation space for stationary electronic equipment | backup room, computer room, data centre, distributed systems room, main distribution room, server farm, server room, switch room
|  | DAC | Mehaanikapaigaldise ruum | paigaldise ruum, mehaanikaseadmetele | tõstukiruum, mootoriruum, vintsiruum, liftiseadmete ruum, rõhuanumaruum, mootorilahter, mootoriruum, külmutusseadmeruum | Mechanical installation space | installation space for stationary mechanical equipment | elevator room, engine room, hoist room, lift equipment room, pressurized cylinder room, motor bay, motor room refrigerator room
|  | DAD | Ühispaigaldise ruum | paigaldise ruum, mitut tüüpi tehniliste seadmete mõttes | võimendiruum, kliimaruum, kompressoriruum, rajoonikatlamaja, filtriruum, katlamaja, paigaldiste ruum, telikulahter, juhtimisruum, seadmeruum, teenindusruum, tehnoruum, soojuselektrijaam, ventilatsiooniruum | Shared installation space | installation space for stationary technical equipment | booster room, climate room, compressor room, district heating plant, filter room, heating plant, installations room, landing gear bay, operations room, plant room, service room, technical room, thermal power plant, ventilation room
| DB? |  | Seadmete ruum | ruum tehnosüsteemidele, mis toetavad inimtegevusi |  | Equipment space | space for technical systems which support human activities
|  | DBA | Juhtimisseadmete ruum | seadmete ruum, juhtimiseks, reguleerimiseks ja jälgimiseks | juhtimiskeskus, montaažiruum, toimetamisruum, valguse juhtimise ruum, režissööri ruum, juhtimisruum, radariruum | Control equipment space | equipment space of controlling, regulating and monitoring | command centre, control centre, cutting room, editing room, light control room, mixer room, operations room, producer room, radar room
|  | DBB | Tootmiskäitise ruum | seadmete ruum, toodete loomiseks ja ettevalmistamiseks | mootoriruum, trükikoda, taparuum, sorteerimistsehhi saal, turbiinisaal | Production plant space | equipment space of fabricating and preparing products | engine room, print shop, slaughter room, sorting plant hall, turbine hall
|  | DBC | Teenindusseadmete ruum | seadmete ruum, teenindamise mõttes | koopiakeskus, koopiaruum, faksiruum, printeriruum, projektoriruum, kserokoopiaruum | Service equipment space | equipment space of service functions | copy centre, copy room, fax room, printer room, projector room, Xerox room
|  | DBD | Analüüsiseadmete ruum | seadmete ruum, analüüside mõttes | CT-skanneriruum, labor, MR-skanneri ruum, seirekeskus, röntgenikabinet | Analysis equipment space | equipment space of analyses | CT scanner room, laboratory, MR scanner room, observatory, X-ray room
| DC? |  | Seadmete talitlemise ruum | ruum tehnosüsteemidele, mis pakub ruumi seadmete talitlemiseks |  | Equipment operation space | space for technical systems which provides space for equipment operation
|  | DCA | Toimimisulatus | seadmete talitlemise ruum, seadmete liigituste ruumi mõttes | roboti toimimisulatus | Work envelope | equipment operation space providing equipment movement space | robot work envelope
|  | DCB | Kujaruum | seadmete talitlemise ruum, kuja mõttes seadmete ümber | ohutsoon | Clearance space | equipment operation space providing clearance around equipment | safety room
E?? |  |  | Ruum tugiülesehitusele | ruum, kavandatud ühenduste loomiseks tegevusruumide vahel |  | Space for infrastructure | space designed to create links between activity spaces
| EA? |  | Ringlemisruum | ruum tugiülesehitusele, mis pakub ligipääsu |  | Circulation space | space for infrastructure providing access
|  | EAA | Vestibüül | ringlemisruum, siseruumi ja välisruumi vahel | eesruum, kahekordne uks, sissepääs, fuajee, hall, veranda, turvauks, tormiuks, vestibüül, tuulekoda, külgväljapääsud | Vestibule | circulation space between outdoor and indoor spaces | antechamber, double door, entrance, foyer, hall, lobby, porch, security door, storm door, vestibule, weather porch, wing exits
|  | EAB | Õhklukk | ringlemisruum, läbipääsu reguleerimiseks siseruumi ja välisruumi vahel | pöörduks, fuajee, veranda, tormiuks, pendeluks, vestibüül | Air lock | circulation space for regulating passage between spaces | carousel, foyer, lobby, porch, storm door, swing door, vestibule
|  | EAC | Koridor | ringlemisruum, rõhtsalt kahe või enama ruumi vahel | eeskoda, eesruum, väline galerii, fuajee, hall, platvorm | Corridor | circulation space horizontally between two or more spaces | antechamber, anteroom, external gallery, foyer, hall, platform
|  | EAD | Trepikoda | ringlemisruum, püstselt ja mitteautomaatselt kahe või enama korruse või tasandi vahel | redel, trepp, trepikoda | Stairwell | circulation space vertically and non-automated between two or more storeys or levels | close, stairs, stairway, stairwell
|  | EAE | Liftiruum | ringlemisruum, püstselt ja automaatselt kahe või enama tasandi vahel | toidulift, tõstuki puur, tõstuk, liftikabiin, tali vanker, trepitõstuk, aknapesukorv | Lift space | circulation space vertically and automated between two or more levels | dumb water, elevator cage, hoist, lift car, pulley cart, stair lift, window cleaning cradle
|  | EAF | Kangialune | ringlemisruum läbi hoone | pääslahoone, koridor, läbikäik | Portico | circulation space through a building | coach gate, passage, passageway
| EB? |  | Teenuste ruum | ruum tugiülesehitusele, mis jaotab tehnilisi teenuseid või meediumi |  | Services space | space for infrastructure for distributing technical services or media
|  | EBA | Teenuste tunnel | teenuste ruum, isikutele, rõhtsa ligipääsuga | ligipääsukäik, katusealune, roomamisrada, läbikäik, valgustusläbikäik, galerii, hoolduskoridor, tehniline tunnel, ventilatsioonišaht | Services tunnel | services space with horizontal access for persons | access gang, attic, crawl way, gangway, lighting gangway, lighting passage, loft, maintenance corridor, services tunnel, technical passage, technical tunnel, ventilation shaft
|  | EBB | Šaht | teenuste ruum, isikutele, püstse ligipääsuga | kõrvaldamisšaht, liftišaht, hooldusšaht, tehniline šaht, ventilatsioonišaht, jäätmepaigaldise šaht | Shaft | services space with vertical access for persons | disposal shaft, elevator shaft, maintenance shaft, technical shaft, ventilation shaft, waste installation shaft
|  | EBC | Kanal | teenuste ruum, isikutele ligipääsuta | õhuvõtukanal, heitõhukanal, õhušaht, korsten, segamiskamber, ventilatsioonikanal | Duct | services space without access for persons | air intake, air outlet, air shaft, chimney, mixing chamber, ventilation duct
F?? |  |  | Liikluse ruum | ruum liiklusele | liikumisruum | Traffic space | space for traffic | movement space
| FA? |  | Sõidukite liikluse ruum | liikluse ruum sõidukitele | kiirtee, maantee, tee, teetunnel, tänav, tunnel | Vehicle traffic space | traffic space for vehicles | highway, motorway, road, road tunnel, street, tunnel
|  | FAA | Sõidutee | sõidukite liikluse ruum, plaanitud sõidukite mõttes |  | Carriageway | vehicle traffic space intended for vehicles
|  | FAB | Sõidurada | sõidukite liikluse ruum, ühe liiklusrea mõttes | sõidutee | Traffic lane | vehicle traffic space for one line of traffic | roadway
|  | FAC | Teeserv ja -peenar | sõidukite liikluse ruum, sõidutee kõrval kasutuseks hädaolukorras või ajutiselt | kindlustamata teepeenar | Shoulder | vehicle traffic space along a carriageway for emergency and intermediate use | verge, road verge
|  | FAD | Kõrval paiknev välisrada | sõidukite liikluse ruum, sõidukite peatumiseks | bussipeatus, rada bussi peatumiseks, aeglasema sõidu ja peatumise rada | Lay-by out lane | vehicle traffic space for stopping of vehicles | bus stop, bus turnout, turn-out lane
|  | FAE | Möödasõidukoht | sõidukite liikluse ruum, sõidukite kohtumiseks |  | Passing place | vehicle traffic space for meeting of vehicles
|  | FAF | Pööramise koht | sõidukite liikluse ruum, sõidukite pööramiseks |  | Turning place | vehicle traffic space for turning of vehicles
| FB? |  | Tegeva liikumise ruum | liiklusruum isikutele, loomadele või jalgratastele | tegeva liikluse ruum | Active transportation space | traffic space for persons, animals or bicycles | active traffic space
|  | FBA | Kõnnitee | tegeva liikumise ruum, jalakäijatele | kõnnitee, trotuaar, jalgrada, jalakäijatunnel | Walkway | active transportation spaces for pedestrians | sidewalk, pavement, footpath, pedestrian tunnel
|  | FBB | Jalgrattatee | tegeva liikumise ruum, jalgratastele | jalgrattarada, rattarada | Cycle path | active transportation space for bicycles | bicycle lane, cycle lane
|  | FBC | Jalgratta- ja jalgrada | tegeva liikumise ruum, jalgratastele ja jalakäijatele |  | Cycle- and footpath | active transportation space for bicycles and pedestrians
|  | FBD | Loomarada | tegeva liikumise ruum, loomadele | ratsutustee | Animal path | active transportation space for animals | bridle path, bridleway
| FC |  | Õhusõidukite liikluse ruum | liikluse ruum, õhusõidukitele |  | Aircraft traffic space | traffic space for aircrafts
|  | FCA | Lennurada | õhusõidukite liikluse ruum, õhkutõusuks ja maandumiseks |  | Runway | aircraft traffic space for take-off and landing
|  | FCB | Ruleerimistee | õhusõidukite liikluse ruum, ruleerimiseks | magistraalruleerimistee | Taxiway | aircraft traffic space for taxiing | perimeter track
| FD? |  | Rööbaste ruum | liikluse ruum, rööbastega seotud sõidukitele |  | Track space | traffic space for track bound objects
|  | FDA | Rööbastee | rööbaste ruum, mis ei ole plaanitud ristumiseks |  | Rail track | track space not intended for crossing
|  | FDB | Raudteeülesõit | rööbaste ruum, mis on plaanitud ristumiseks |  | Railway crossing | track space intended for crossing
| FE? |  | Veesõidukite liikluse ruum | liikluse ruum, veesõidukitele |  | Vessel traffic space | traffic space for vessels
|  | FEA | Laevatee | veesõidukite liikluse ruum, rõhtsaks liikluseks | kanal | Fairway | vessel track space for horizontal traffic | canal
|  | FEB | Lüüs | veesõidukite liikluse ruum, püstseks liikluseks |  | Sluice | vessel track space for vertical traffic
| FF? |  | Liikluse juhtimise ruum | liikluse ruum, eraldamiseks ja juhtimiseks |  | Traffic management space | traffic space for separation and management
|  | FFA | Eraldusriba | liikluse juhtimise ruum, liikluse ruumide eraldamiseks |  | Dividing strip | traffic management space separating traffic spaces
|  | FFB | Platvormiruum | liikluse juhtimise ruum liikumise viisi muutmiseks |  | Platform space | traffic management space for change of transport mode
|  | FFC | Liiklusinforuum | liikluse juhtimise ruum, jagab infot |  | Traffic information space | traffic management space providing information
|  | FFD | Vaba ruumi profiil | liikluse juhtimise ruum, sätestab vaba ruumi teiste objektideni | ehitusprofiil, vaba vahemaa, vaba tsoon | Clearance profile | traffic management space providing clearance to other objects | building gauge, clearance, clearance zone
|  | FFE | Keelatud ala | liikluse juhtimise ruum, mis on osa teest või tänavast, kuid pole mõeldud sõidukite liiklemiseks |  | Prohibited area | traffic management space being part of read or street not meant for vehicle traffic
P?? |  |  | Füüsikalise nähtuse ruum | ruum, kavandatud füüsikaliste nähtuste esinemiseks |  | Physical phenomenon space | space designed for the occurrence of physical phenomena
| PA? |  | Aine voolamise ruum | füüsikalise nähtuse ruum, aine esinemise või voolu mõttes |  | Matter flow space | physical phenomenon space for flow or occurrence of matter
|  | PAA | Purdmaterjali ruum | aine voolamise ruum, objektidele | purdmaterjali ulatuvustsoon, ohutustsoon mootori purunemisel | Debris space | matter flow space for objects | debris zone, engine burst zone
|  | PAB | Tahke materjali voolamise ruum | aine voolamise ruum, tahketele materjalidele |  | Solid material flow space | matter flow space for solid materials
|  | PAC | Gaasi voolamise ruum | aine voolamise ruum, gaasile | mootori väljalasketsoon, mootori sissevõtuala | Gas flow spaces | matter flow space for gas | engine exhaust zone, engine ingestion area
|  | PAD | Vedeliku voolamise ruum | aine voolamise ruum, vedelikule | kondensaadikogumisruum | Liquid flow spaces | matter flow space for liquid | condensation collection space
|  | PAE | Plasma voolamise ruum | aine voolamise ruum, plasmale |  | Plasma flow space | matter flow space for plasma
|  | PAF | Suitsu esinemise ruum | aine voolamise ruum, mitmetele materjali liikidele | suitsujuga | Smoke occurrence space | matter flow space for multiple matter kinds | smoke spread
| PB? |  | Energia voo ruum | füüsikalise nähtuse ruum, energia voo mõttes |  | Energy flow space | physical phenomenon space for flow of energy
|  | PBA | Elektrienergia voo ruum | energia voo ruum, elektrienergia mõttes | välgulöögitsoon | Electrical energy flow space | energy flow spaces for electrical energy | lightning strike zone
|  | PBB | Soojusenergia voo ruum | energia voo ruum, soojusenergia mõttes | soojuse hajumise tsoon | Thermal energy flow space | energy flow spaces for thermal energy | thermal spread zone
|  | PBC | Mehaanilise energia voo ruum | energia voo ruum, mehaanilise energia mõttes | mõjutustsoon, kokkupõrketsoon | Mechanical energy flow space | energy flow spaces for mechanical energy | impact zone, bump zone
|  | PBD | Plahvatuse ruum | energia voo ruum, plahvatuse mõttes |  | Explosion space | energy flow spaces for explosion
|  | PBE | Tuletsoon | energia voo ruum, põletamise mõttes | gaasipursketsoon | Fire zone | energy flow spaces for combustion | gas flare zone

## CC
Class code | CC
Class desc | Construction complex
Version | 2022.10.0.1
Function | Facility
Parameter name | AC135_cciCCcode
Parameter desc | AC140_cciCCterm
Level 1 |  | Mõiste (EE) | Definitsioon (EE) | Näited (EE) | Term (EN) | Definition (EN) | Examples (EN)
A |  | Elamukompleks | ehitiste kompleks elamutele | korterelamute piirkond, korterelamute ala ühiste rajatistega, laagriplats, karavanipark, hostelikompleks, hotellikompleks, elamurajoon, sõjaväelaager, segaelamurajoon, klooster, põgenikelaager, religioosne retriit, piirkond ühepereelamutele | Residential complex | construction complex for dwelling | apartment building area, apartment building area with common facilities, camp site, caravan park, hostel complex, hotel complex, housing estate, military camp, mixed housing area, monastery, refugee camp, religious retreat, single family housing area
B |  | Tervishoiu ja hooldekompleks | ehitiste kompleks tervise tugevdamiseks ja/või haiguste raviks | kliiniline kompleks, fitness- ja võõrutuskompleks, rühmamajade kompleks, hospiits, haiglakompleks, kennelkompleks, hooldekodu, karantiinijaam, spaakompleks, veterinaarhaigla, hoolekandekompleks | Health and care complex | construction complex for promotion of wellness and/or treatment of illness | clinical complex, fitness and detox complex, group housing complex, hospice, hospital complex, kennel complex, nursing home, quarantine station, spa complex, veterinary hospital, welfare complex
C |  | Administratiiv, kaubanduse või teeninduse kompleks | ehitiste kompleks immateriaalseks tootmiseks | halduskompleks, oksjonikompleks, äripark, puhastus- ja hoolduskompleks, kaubanduskompleks, saatkonnakompleks, näitusekompleks, valitsuskompleks, seadusandlik kompleks, kohaliku omavalitsuse kompleks, mere- ja veehoolduskompleks, turukompleks, segakasutuse kompleks, mootorsõidukite tankimine ja laadimisjaamad, mootorsõidukite hooldus- ja tankimiskompleks, mootorsõidukite teeninduskompleks, riigivalitsuse kompleks, kontorikompleks, poodide paraad, postisidekompleks, postikompleks, regionaalvalitsuse kompleks, jaemüügipargid, ilmalik esinduskompleks, kaubanduskompleks, kaubanduskeskus, väljak, sõidukite puhastuskompleks, sõidukite müügikompleks, lao- ja jaotuskompleks, töökoda ja teenindusdepoo | Administration, trading, or service complex | construction complex for immaterial production | administrative complex, auction complex, business park, cleaning and maintenance complex, commercial complex, embassy complex, exhibition complex, governmental complex, legislative complex, local government complex, marine and water maintenance complex, market complex, mixed use complex, motor vehicle fuelling and charging stations, motor vehicle maintenance and fuelling complex, motor vehicle servicing complex, national government complex, office complex, parade of shops, postal communications complex, postal complex, regional government complex, retail parks, secular representative complex, shopping complex, shopping mall, square, vehicle cleaning complex, vehicle sales complex, warehousing and distribution complex, workshop and service depot
D |  | Hariduse või teaduse kompleks | ehitiste kompleks teadmiste loomiseks ja/või edastamiseks | astronoomia observatooriumikompleks, botaanikaaed, ülikoolilinnak, kursuste rajatis, haridus- ja kasvatusasutus, õppekompleks, näitusekompleks, rahvaülikool, täiendkoolid, aiad ja arboreetumid/parkaiad, lasteaed, laborikompleks, mälestuskompleks, monumentide kompleks, mitmeotstarbeline näituse kompleks, eelkool, algkool, kutsekeskkool, uurimis- ja laborikompleks, uurimistöö kompleks, koolikompleks, teaduslik kompleks, keskkool, kõrgkoolid, ülikool, loomaaed | Education or science complex | construction complex for knowledge production and/or transfer | astronomical observatory complex, botanical garden, campus, course facility, education and nurturing facility, educational complex, exhibition complex, folk high school, further education colleges, gardens and arboretums, kindergarten, laboratory complex, memorial complex, monument complex, multi-purpose exhibition complex, preschool, primary school, professional high school, research and laboratory complex, research complex, school complex, scientific complex, secondary school, tertiary colleges, university, zoo
E |  | Kaitse või turvalisuse kompleks | ehitiste kompleks kaitse või turvalisuse tagamiseks | õhu- ja merepäästekompleks, õhuväekompleks, armeekompleks, suurtükiväe lasketiiru kompleks, rannavalvejaamad, kohtukompleks, kinnipidamiskompleks, tuletõrjekompleks, immigrantide kinnipidamiskompleks, intsidentide toetamise kompleks, kohtukompleks, õiguskaitseasutuste kompleks, korrakaitse kompleks, päästepaadijaamad, mäepäästekompleks, mereväekompleks, vanglakompleks, kriminaalhoolduskompleks, väikerelvade lasketiiru kompleks, relvaõppekompleks | Protection or defence complex | construction complex for protection and defence | air and sea rescue complex, air force complex, army complex, artillery firing range complex, coast guard stations, court complex, detention complex, fire brigade complex, immigrant detention complex, incident support complex, judicial complex, law enforcement agency complex, law enforcement complex, lifeboat stations, mountain rescue complex, navy complex, prison complex, probation complex, small arms firing range complex, weapons training complex
F |  | Kultuurikompleks | ehitiste kompleks kultuurilisteks tegevusteks | kinokompleks, kontsertsaalide kompleks, konverentsikompleks, dokumendiarhiiv, filmi- ja telestuudiokompleks, ajalooline paik, teabekeskus, infokompleks, raamatukogukompleks, muuseumikompleks, vabaõhumuuseum, vabaõhuskulptuuride park, teatrikompleks, jumalateenistuste kompleks | Culture complex | construction complex for cultural activities | cinema complex, concert hall complex, conference complex, document archives, film and television studio complex, historic site, information centre, information complex, library complex, museum complex, open air museum, open air sculpture park, theatre complex, worship complex
G |  | Puhke ja spordikompleks | ehitiste kompleks sotsiaalseteks ja füüsilisteks tegevusteks ja/või vaimseks ergutamiseks | eraldusala, lõbustuspark, kergejõustikustaadion, lahingupaik, telkimisplats, võidusõidukompleks, rahvamaja, laadakompleks, golfiväljak, hobuste võiduajamise kompleks, kergejõustiku sisestaadion, sisespordikompleks, siseujulakompleks, rahvuspark, välielu kompleks, välispordikompleks, välibasseinikompleks, park, mänguväljakud, lõbustuskai, avalik park, võidusõidurada, puhkeväljakud, spordirajatis, tallikompleks, teemapark, veepark, talispordikompleks | Recreational and sports complex | construction complex for social and physical activities and/or mental stimulation | allotment area, amusement park, athletics stadium, battle site, camping ground, car racing complex, community centre, fairground complex, golf course, horse racing complex, indoor athletics stadium, indoor sports complex, indoor swimming pool complex, national park, outdoor life complex, outdoor sports complex, outdoor swimming pool complex, park, playgrounds, pleasure piers, public park, race horse track, recreation grounds, sports facility, stable complex, theme park, water park, winter sports complex
L |  | Energiavarustuse kompleks | ehitiste kompleks energia muundamiseks | biomassi elektritootmiskompleks, söeenergia tootmiskompleks, soojuse ja elektri koostootmiskompleks, kaugjahutuskompleks, kaugkütte- ja -jahutuskompleks, kaugküttekompleks, elektrienergia tootmiskompleks, gaasienergia tootmiskompleks, geotermilise energia tootmiskompleks, hüdroelektrienergia tootmiskompleks , tuumaenergia tootmiskompleks, avamere tuuleenergia tootmiskompleks, naftaküttel töötav elektritootmiskompleks, maismaa tuuleenergia tootmiskompleks, fotogalvaanilise energia tootmiskompleks, elektrijaam, päikesepeegeldi elektritootmiskompleks, tõusu-mõõna energia tootmiskompleks, laineenergia tootmiskompleks | Energy supply complex | construction complex for conversion of energy | biomass power generation complex, coal power generation complex, combined heat and power generation complex, district cooling complex, district heating and cooling complex, district heating complex, electrical power generation complex, gas power generation complex, geothermal power generation complex, hydroelectric power generation complex, nuclear power generation complex, offshore wind power generation complex, oil-fired power generation complex, onshore wind power generation complex, photovoltaic power generation complex, power plant, solar reflector power generation complex, tidal power generation complex, wave power generation complex
M |  | Jaotuskompleks | ehitiste kompleks aine, elektri või signaalide pidevaks transpordiks | kaugjahutuse jaotusvõrk, kaugkütte jaotusvõrk, drenaaži kogumis- ja jaotusvõrgud, kuivjäätmete kogumis- ja jaotuskompleks, kuivjäätmete kogumis- ja jaotuskompleks, elektrijaotusvõrk, elektrienergia töötlemise kompleks, gaasijaotuskompleks, gaasijaotusvõrk, vedelkütuse jaotuskompleks, vedelkütuse jaotusvõrgud, signaali jaotusvõrk, reovee kogumis- ja jaotusvõrk, veejaotusvõrk | Distribution complex | construction complex for continuous transport of matter, electricity or signals | district cooling distribution network, district heating distribution network, drainage collection and distribution networks, dry waste collection and distribution complex, dry waste collection and distribution complex, electrical power distribution network, electrical power treatment complex, gas distribution complex, gas distribution network, liquid fuel distribution complex, liquid fuel distribution networks, signal distribution network, wastewater collection and distribution network, water distribution network
N |  | Tootmiskompleks | ehitiste kompleks tooraine kaevandamiseks või tootmiseks | süvakaevanduste kompleks, triivkaevanduste kompleks, gaasi kaevandamise kompleks, gaasivarustuskompleks, rasketööstuse kompleks, tööstuskompleks, tööstuspark, kineetilise energia tootmise kompleks, kergetootmise kompleks, vedelkütuse varustuskompleks, tootmiskompleks, mere- ja veehoolduskompleks, mehaaniline elektritootmiskompleks, metaanhüdraatide kaevandamiskompleks, maavarade kaevandamise kompleks, nafta kaevandamise kompleks, avakaevandus, karjäär, põlevkivigaasi kaevandamise kompleks, põlevkiviõli kaevandamise kompleks, laeva- ja paadiehitustehased, lao- ja jaotuskompleks, veevõtukompleks, veevarustuse kompleks | Production complex | construction complex for raw materials extraction or manufacturing | deep mine complex, drift mine complex, gas extraction complex, gas supply complex, heavy manufacturing complex, industrial complex, industrial park, kinetic power generation complex, light manufacturing complex, liquid fuel supply complex, manufacturing complex, marine and water maintenance complex, mechanical power generation complex, methane hydrates extraction complex, mineral extraction complex, oil extraction complex, open-cast mine, quarry, shale gas extraction complex, shale oil extraction complex, ship and boat building yards, warehousing and distribution complex, water extraction complex, water supply complex
P |  | Töötlemiskompleks | ehitiste kompleks aine või elektri töötlemiseks | tapamajakompleks, loomsete ja taimsete saaduste töötlemiskompleks, loomsete saaduste töötlemise kompleks, põllukultuuride töötlemise kompleks, pagarikompleks, õlletehase kompleks, konservitehase kompleks, puhastus- ja hoolduskompleks, olmevee puhastuskompleks, piiritusetehase kompleks, kuivjäätmete käitluskompleks, kuivjäätmete töötlemine kompleks, elektrienergia töötlemise kompleks, kalatöötlemiskompleks, gaasitöötluskompleks, gaasitöötluskompleks, aiakultuuride töötlemise kompleks, pesumajakompleks, loomakasvatuskompleks, veskite kompleks, mineraalide töötlemise kompleks, tuuma- ja keemiakäitluskompleks, tuumajäätmete töötlemise kompleks, õli töötlemiskompleks, nafta rafineerimistehas, õlitöötluskompleks, maagi töötlemise kompleks, tapamajakompleks, pinnapealsete radioaktiivsete jäätmete käitluskompleks, puidutöötlemiskompleks, maa-alune radioaktiivsete jäätmete käitluskompleks, sõidukite puhastuskompleks, reoveepuhastuskompleks, veepuhastuskompleks, veinitehase kompleks | Processing complex | construction complex for treating matter or electricity | abattoir complex, animal and plant products processing complex, animal product processing complex, arable crop processing complex, bakery complex, brewery complex, cannery complex, cleaning and maintenance complex, day water treatment complex, distillery complex, dry waste disposal complex, dry waste treatment complex, electrical energy treatment complex, fish processing complex, gas processing complex, gas treatment complex, horticultural crop processing complex, laundry complex, livestock processing complex, mills complex, mineral processing complex, nuclear and chemical management complex, nuclear waste treatment complex, oil processing complex, oil refinery, oil treatment complex, ore processing complex, slaughterhouse complex, surface radioactive waste management complex, timber processing complex, underground radioactive waste management complex, vehicle cleaning complex, wastewater treatment complex, water treatment complex, winery complex
Q |  | Ladustamiskompleks | ehitiste kompleks aine või elektri kogunemiseks | välistoidu hoiukompleks, relvade hoiukompleks, kalmistukompleks, tsirkulatsiooni- ja hoiukompleks, külmhoonekompleks, kuivjäätmete hoidlakompleks, gaasihoidlakompleks, vedelkütuse hoiukompleks, sõjaväe arsenalikompleks, mineraalide hoiukompleks, külmtoidu hoiukompleks, turvaline ladustamine kompleks, omahoidlakompleks, tahkekütuse hoidlakompleks, laokompleks, laokompleks, reoveehoidla kompleks, veehoidlakompleks | Storage complex | construction complex for accumulations of matter or electricity | ambient food storage complex, arms storage complex, cemetery complex, circulation and storage complex, cold storage complex, dry waste storage complex, gas storage complex, liquid fuel storage complex, military arsenals complex, mineral storage complex, refrigerated food storage complex, secure storage complex, self-storage complex, solid fuel storage complex, storage complex, warehouse complex, wastewater storage complex, water storage complex
R |  | Liikluskompleks | ehitiste kompleks inimeste ja/või aine diskreetseks transpordiks | õhutrammikompleks, kosmoselennukompleks, lennujaamakompleks, köisraudteekompleks, köistranspordikompleks, kanalikompleks, tõstukite kompleks, konteinersadam, puistlasti sadam, parvlaevaterminali kompleks, kalasadam, köisraudteekompleks, gondlite kompleks, sadamakompleks, raskeraudteekompleks, kopteriväljaku kompleks, kiirraudteekompleks, kergraudteetransiidikompleks, vedellasti sadam, magnetväljal toimivad teed, mere- ja veetranspordikompleks, monorööpme kompleks, kitsarööpmeline raudteekompleks, hammasraudtee kompleks, raudteekompleks, kiirreisid transiidikompleks, jõeparvlaevakompleks, teedekompleks, teedevõrk, tänaval paiknev kergraudteekompleks, ro-ro-sadam, merekruiisisadam, parvlaevasadam, kosmoselaevade kompleks, metroovõrk, maapealsete liftide kompleks, trammipark, transpordikompleks, transpordi vahetuskompleks, transporditerminal, tõmbliini kompleks | Traffic complex | construction complex for discrete transport of people and/or matter | aerial tramway complex, aerospace complex, airport complex, cable railway complex, cable transport complex, canal complex, chairlift way complex, container harbour, dry bulk harbour, ferry terminal complex, fishing harbour, funicular railway complex, gondola lift way complex, harbour complex, heavy rail complex, heliport complex, high-speed rail complex, light rail transit complex, liquid bulk harbour, magnetic levitation ways, marine and waterways transport complex, monorail complex, narrow-gauge rail complex, rack rail complex, railway complex, rapid transit complex, river ferry complex, road complex, road network, road-based light rail complex, roll-on roll-off harbour, sea cruise harbour, sea ferry harbour, spacecraft complex, subway network, surface lift way complex, tram network, transport complex, transport interchange complex, transport terminal, zip line way complex
T |  | Maakasutamise kompleks | ehitiste kompleks maapõhiseks tootmiseks või majandamiseks | põllumajandustalu, aiand-puukool, loomakasvatustalu, majandatud mets, rahvuspark, looduskaitseala, viljapuuaed, viinamarjaistandus | Land use complex | construction complex for land-based production or management | agricultural farm, horticultural nursery, livestock farm, managed forest, national park, nature reserve, orchard, vineyard
U |  | Veekasutamise kompleks | ehitiste kompleks veepõhiseks tootmiseks või juhtimiseks | kalakasvandus, kalahaudejaam, veehoidla, tõusuvee barjäär, veekontrolli- ja hoidmise kompleks, veekontrollikompleks, veetaseme ja vooluhulga seirekompleks, pumplakompleks | Water use complex | construction complex for water-based production or management | fish farm, fish hatchery, reservoir, tidal barrier, water control and retaining complex, water control complex, water level and flow monitoring complex, water pumping complex
X |  | Varemete kompleks | lagunevate ehitiste kompleks | arheoloogiline ala | Ruins complex | construction complex being remains | archaeological site

## CE
Class code | CE
Class desc | Construction entity
Version | 2022.10.0.1
Function | Facility
Parameter name | AC145_cciCEcode
Parameter desc | AC150_cciCEterm
Level 1 | Level 2 | Mõiste (EE) | Definitsioon (EE) | Näited (EE) | Term (EN) | Definition (EN) | Examples (EN)
A? |  | Elamud | hooned inimestele elamiseks |  | Residential building | construction entity for human living
| AA | Eramu | elamu ühele leibkonnale | ridaelamu, suvamaja | Single-dwelling house | residential building for one household | row house, summer house
| AB | Kahepereelamu | elamu kahele leibkonnale | paarismaja | Dual-dwelling building | residential building for two households | duplex
| AC | Korterelamu | elamu kolmele või enamale leibkonnale | kogukonna elamu | Multi-dwelling building | residential building for three or more households | community dwelling building
| AD | Majutushoone | elamu ajutiseks majutamiseks | barakid, ühiselamu, hostel, hotell, sõjaväe barakid, motell, vangla, vangla barakid, korterhotell, varjualune, puhkemaja | Lodging building | residential building for temporary living | barracks, dormitory, hostel building, hotel building, military barracks, motel building, prison, prison barracks, residential hotel, shelter, vacation bungalow
B? |  | Hooned füüsiliste vajadustega tegelemiseks | ehitised inimeste või loomade heaoluks |  | Physical needs building | construction entity for human or animal wellbeing
| BA | Hooldekeskus | hoone inimeste haiguste raviks | tervisekeskus, haigla, polikliinik, sanatoorium, päevakeskus, varjupaik | Care building | physical needs building for treatment of persons | health centre, hospital building, polyclinic, sanatorium
| BB | Hooldekodu | hoone inimeste pikaajaliseks raviks | laste ja noorukite hooldekodu, vanadekodu, tugikodu, lastekodu, koolkodu, erihooldekodu | Care home building | physical needs building for long-term care | child and adolescent care home, home for the elderly
| BD | Veterinaarkliinik | hoone loomade haiguste raviks | veterinaarpolikliinik | Animal hospital | physical needs building for treatment of animals
| BE | Tualett | hoone inimeste loomulike vajaduste rahuldamiseks |  | Toilet building | physical needs building for persons to relieve themselves
| BF | Saun | hoone inimestele enda pesemiseks | saun, spa | Baths building | physical needs building for persons to wash themselves | bath building, sauna, spa
C? |  | Administratiiv, kaubandus või teenidushooned | hooned mittemateriaalseks tootmiseks |  | Administration, trading, or service building | construction entity for immaterial production
| CA | Büroohoone | hoone teabe tootmiseks või vahendamiseks | linnahall, raekoda, kohtumaja, valitsushoone, büroohoone, kontorihoone | Office building | administration building for production or interpretation of information | city hall, courthouse, governmental building, law court building, town hall
| CB | Teenindushoone | hoone mittekiireloomulise abi andmiseks ja nõustamiseks | pank, autopesula, gaasijaam, postkontor | Service building | service building for providing non-acute assistance or advice | bank, car wash, gas station, post office
| CC | Päästeteenuste hoone | hoone kiireloomulise abi andmiseks ja nõustamiseks | rannavalve hoone, tuletõrje depoo, metsavahi hoone, politsei hoone, päästejaam | Emergency service building | service building for providing acute assistance or advice | coastal guard station, fire station, forest ranger station, police station, rescue station
| CD | Kauplus | hoone kaupade müügiks | butiik, kaubamaja, toidupood, kaubanduskeskus, ostukeskus, pood, kiosk | Shop building | service building for sale of goods | boutique, department store, grocery store, mall, shopping centre
| CE | Näitusehall | hoone kaupade väljapanekuks ja kokkupanekuks | kongressikeskus, kongressi hoone, ärikeskus, külaliste keskus | Exhibition hall | trading building for display of goods and for assemblies | conference centre, congress building, convention centre, visitor centre
| CF | Toitlustushoone | hoone toidu ja/või jookide serveerimiseks | restoran, kohvik, söökla, baar, grill | Restaurant building | service building for serving food and/or beverages
| CG | Juhtimiskeskus | hoone protsesside jälgimiseks ja kontrollimiseks | juhtimiskeskus | Operations building | service building for monitoring and controlling of processes | dispatch building, central control and monitoring building
D? |  | Haridus- või teadushooned | ehitised teadmiste loomiseks ja edastamiseks |  | Education or research building | construction entity for knowledge production and transfer
| DA | Lasteaed | hoone hariduse andmiseks väikelastele | lasteaed, päevakeskus, lastehoid, päevakodu, lasteaed-algkool | Preschool building | education building for small children | kindergarten
| DB | Koolimaja | hoone põhihariduse andmiseks |  | School building | education building for basic education
| DC | Koolituskeskus | hoone mõne valdkonna loengute ja koolituse läbiviimiseks | muusikakool | Course centre building | education building for series of lectures or lessons in a particular subject
| DD | Ülikool | hoone kõrghariduse andmiseks | põllumajanduskool, kunstikool, ärikool, kolledž | University building | education building for further education | agricultural school, art school, business school, college
| DE | Laborihoone | hoone teaduskatsetuste läbiviimiseks | keemialabor, uurimislabor, katselabor | Laboratory building | research building for experiments | chemical laboratory, research facility, test lab
F? |  | Kultuurihooned | ehitised kunsti viljelemiseks |  | Cultural building | construction entity for artistic activities
| FA | Teatrihoone | hoone suulisteks etendusteks |  | Theatre building | cultural building for oral performances
| FB | Kontserdimaja | hoone muusikalisteks etteasteteks |  | Concert building | cultural building for musical performances | concert hall, opera
| FC | Näitusehoone | hoone kunsti esitlemiseks | galerii, muuseumi hoone | Exhibition building | cultural building for display of art | gallery building, museum building
| FD | Planetaarium | hoone öise taeva tutvustamiseks |  | Planetarium | cultural building for displaying the night sky
| FE | Kino | hoone filmide näitamiseks |  | Cinema building | cultural building for displaying films
| FF | Raamatukogu | hoone raamatute ja muu meedia pakkumiseks |  | Library building | cultural building providing books and other media
| FG | Kultuurikeskus | hoone erinevatele kultuuriüritustele |  | Cultural center | cultural building for multiple use
| FH | Kasiino | hoone hasartmängudeks |  | Casino | cultural building for gambling
| FJ | Stuudio | hoone kunstiteoste ja meelelahutuse tootmiseks |  | Studio | cultural building for production of art and entertainment
G? |  | Puhkeehitised | ehitised sotsiaalseks tegevuseks ja vaimseks ergutuseks |  | Recreational facility | construction entity for social activities and/or mental stimulation
| GA | Kuur | ehitis aiatööriistadele |  | Allotment building | recreational facility for gardening tools
| GB | Aiamaja | ehitis aias lõõgastumiseks | paviljon, pergola | Gazebo | recreational facility for garden retreat
| GC | Varjualune | ehitis kaitseks päikese ja sademete eest |  | Cantilever roof | recreational facility for protection from sun and precipitation
| GD | Mängumaja | ehitis lastele mängimiseks |  | Playhouse | recreational facility for child play
| GE | Tuulevari | ehitis kaitseks tuule eest | telk | Wind shelter | recreational facility for protection from wind
| GF | Vaatlustorn | ehitis tõstetud vaatluspositsiooniga | vaatetorn | Observation tower | recreational facility for raised viewing position | bird tower
| GG | Jahitorn | ehitis tõstetud laskepositsiooniga |  | Hunting tower | recreational facility for raised shooting position
| GH | Meelelahutusehitis | ehitis füüsiliseks erutamiseks | karusell, ameerika mäed | Amusement facility | recreational facility for physical exaltation | merry-go-round, roller coaster
| GJ | Aed | ehitis privaatseks vabaõhtu tegevuseks |  | Garden | recreational facility for private outdoor activities
| GK | Park | ehitis avalikuks vabaõhu tegevuseks |  | Park | recreational facility for public outdoor activities
| GL | Mänguväljak | ehitis laste lõbustuseks ja puhkamiseks |  | Playground | recreational facility for children's activities for enjoyment and recreation
| GM | Laagriplats | ehitis telkimiseks ja puhkuse liiklusvahenditele |  | Campsite | recreational facility for tents and recreational vehicles
| GN | Suplusala | ehitis veemõnude nautimiseks vabas õhus |  | Bathing site | recreational facility for outdoor water activities
| GP | Riietumishoone | ehitis inimetele riiete vahetamiseks |  | Changing building | recreational facility for persons to change clothing
H? |  | Spordiehitised | ehitised füüsilisteks tegevusteks |  | Sports facility | construction entity for physical activities
| HA | Spordikeskus | ehitis erinevatele spordialadele | fitness ja treeningu ehitis, võimla, spordiklubi | Multi-purpose sports building | sports facility for multiple activities | fitness and training facility, gymnastics facility
| HB | Veekeskus | ehitis veeprotseduurideks siseruumides | siseujula, veepark siseruumides | Swimming hall | sports facility for indoor water activities | indoor swimming pool, indoor water park
| HC | Ratsutamiskool | ehitis ratsaspordiks | koppel, maneež | Riding school | sports facility for equestrian activities | paddock
| HD | Vettehüppe torn | ehitis vette sukeldumiseks |  | Diving tower | sports facility for diving
| HE | Bowling | ehitis bowlingu mängimiseks |  | Bowling hall | sports facility for bowling
| HF | Uisuväljak | ehitis uisutamiseks |  | Skating rink | sports facility for ice skating
| HG | Ehitis pallimängudeks | ehitis pallispordiks | sulgpallihall, jalgpallihall, tennisehall | Ball sport building | sports facility for boll sports | badminton hall, soccer hall, tennis hall
| HH | Staadion | spordiehitis koos kohtadega pealtvaatajatele | areen | Stadium | sports facility with spectator facilities | arena
| HJ | Mänguväljak | ehitis pallimängudeks | pesapalliplats, jalgpalliväljak, tenniseväljak | Playing field | sports facility for ball games | baseball field, football field, padel court, soccer field, tennis court
| HK | Võidusõidurada | ehitis võidusõitudeks | autode võidusõidurada, hipodroom | Racetrack | sports facility for racing competitions | automobile racetrack, horse racetrack
| HL | Kergejõustiku areen | ehitis kergejõustikuks |  | Track and field area | sports facility for track and field
| HM | Seikluspark | ehitis mitmetele või erilistele õuespordialadele | parkuuri rada, rulapark | Activity park | sports facility for multiple or specific outdoor activity(ies) | parkour facility, skateboard park
| HN | Mäesuusanõlv | ehitis mäesuusatamiseks |  | Downhill skiing slope | sports facility for downhill skiing
| HP | Liikumisrada | ehitis inimeste sportlikuks liikumiseks | jooksurada, suusarada | Exercise track | sports facility for running | jogging track
| HQ | Jalgrada | ehitis kõndimiseks | matkatee | Foot path | sports facility for walking
| HR | Golfiväljak | ehitis golfi mängimiseks | golfirada, miniatuurgolfiväljak | Golf course | sports facility for golf | driving range, miniature golf course
J? |  | Ehitised kogunemiseks | ehitised inimgruppidele kogunemiseks |  | Assembly facility | construction entity for groups of people
| JA | Tegevuskeskus | ehitis ühistegevuseks |  | Activity centre | assembly facility for common activities
| JB | Kogukonna hoone | ehitis inimühendustele | klubihoone, kohalik kultuurimaja | Community hall | assembly facility for an association | clubhouse, local hall
| JC | Tseremoniaalhoone | ehitis religioossele ühendusele | katedraal, kiri, mošee, sünagoog, tempel, kabel | Ceremonial building | assembly facility for a religious community | cathedral, church, mosque, synagogue, temple
| JD | Tribüün | ehitis pealtvaatajatele | pealtvaatajate tribüün | Stand | assembly facility for an audience | spectator stand
| JE | Personalihoone | ehitis personalile | ühisruumiga ehitis | Personnel building | assembly facility for staff | mess building
| JF | Väljak | ehitis välistegevusteks linnas | turuplats | Square | assembly facility for outdoors urban activities | market
| JG | Harjutusväljak | ehitis oskuste harjutamiseks |  | Training site | assembly facility for practicing competencies
| JH | Kooliõu | ehitis koolirahvale |  | School yard | assembly facility for school persons
K? |  | Juurdepääsu või piirdeehitised | ehitised kas liikumise võimaldamiseks või piiramiseks |  | Access or barrier facility | construction entity for allowing or preventing movement
| KA | Galerii | ehitis horisontaalseks liikumiseks kahe või enama hoone vahel |  | Passageway | access facility for horizontal movement between two or more buildings
| KB | Trepp | ehitis mitteautomatiseeritud vertikaalseks liikumiseks kahe või enama korruse vahel | trepimägi, tõus, trepikoda | Staircase tower | access facility for non-automated vertical movement between two or more storeys
| KC | Liftihoone | ehitis automatiseeritud vertikaalseks liikumiseks kahe või enama korruse vahel |  | Lift tower | access facility for automated vertical movement between two or more levels
| KD | Väravahoone | väljapääsu ehitis |  | Gatehouse | access facility to an open area
| KE | Pääsla | läbipääs teele | värav | Tollgate | access facility to a road
| KF | Piire | piirdeehitis | aed, mürabariäär, müür/sein | Barrier | barrier facility | fence, noise barrier, wall
L? |  | Energiajaamad | ehitised energia muutmiseks |  | Energy supply facility | construction entity for conversion of energy
| LA | Jõujaam | ehitis elektrienergiaga varustamiseks |  | Power station | energy supply facility for electrical power | hydropower station, nuclear power station, solar cell array, wind turbine
| LB | Katlamaja | ehitis kuuma vedeliku tootmiseks | soojussõlm, boilerijaam | Heating plant | energy supply facility for hot liquid
| LC | Soojuselektrijaam | ehitis kuuma vedeliku ja elektrienergia tootmiseks | soojuselektrijaam | Combined heat and power station | energy supply facility for hot liquid and electrical power
| LD | Veeldusjaam | ehitis külma vedeliku tootmiseks | LNG jaam | Cooling plant | energy supply facility for cold liquid
M? |  | Edastusvõrkude ehitised | ehitis inimeste või süsteemide vaheliseks jaotamiseks ja suhtlemiseks |  | Distribution facility | construction entity for distribution and communication between persons or systems
| MA | Kontrolltorn | ehitis kontrollimiseks, reguleerimiseks ja jälgimiseks |  | Control tower | distribution facility for control, regulation, and monitoring
| MB | Mast | ehitis elektromagnetiliste lainete levitamiseks | raadio/TV mast, signaalmast, ülekandemast | Aerial mast | distribution facility for electromagnetic waves | radio/TV mast, signal mast, transmission mast
| MC | Tuletorn | ehitis optilise signaali edastamiseks | navigatsioonimärk | Lighthouse | distribution facility for optical signals
| MD | Kellatorn | ehitis audiosignaali edastamiseks |  | Bell tower | distribution facility for audio signals
| ME | Elektri õhuliin | ehitis elektrienergia edastamiseks maapinna kohal |  | Overhead power line | distribution facility for electrical power above ground
| MF | Elektri maakaabel | ehitis elektrienergia edastamiseks maapinnas |  | Power cabling | distribution facility for electrical power in ground | distribution line, power cable, power transmission
| MG | Signaali õhuliin | ehitis signaali edastamiseks maapinna kohal |  | Overhead signal line | distribution facility for signals above ground
| MH | Signaali maakaabel | ehitis signaali edastamiseks maapinnas |  | Signal cabling | distribution facility for signals in ground
| MJ | Torustik | ehitis vedelike ja gaaside edastamiseks suletud keskkonnas | olmevee torustik, jaotusvõrgu tunnel, kütusetorustik, reoveetorustik, veevarustustorustik, veetunnel | Piping | distribution facility for fluids in a closed environment | day water piping, distribution network tunnel, fuel piping, wastewater piping, water supply piping, water tunnel
| MK | Kanal | ehitis vedelike edastamiseks avatud keskkonnas | kanal, kraav, drenaaž, niisutuskraav | Canal | distribution facility for fluids in an open environment | channel, ditch, drainage channel, irrigation channel
| ML | Küttetorustik | ehitis küttevedeliku edastamiseks |  | Heating piping | distribution facility for heating fluid
| MM | Jahutustorustik | ehitis jahutusvedeliku edastamiseks |  | Cooling piping | distribution facility for cooling fluid
| MN | Ühendussõlm | ehitis võrgustiku osade ühendamiseks |  | Distribution node facility | distribution facility for connecting parts of the network
| MP | Konveier | ehitis asjade transportimiseks pikema vahemaa taha | lintkonveier | Conveyor | distribution facility for moving matter over larger distances | belt conveyor
| MQ | Köisraudtee | ehitis inimeste transportimiseks pikema vahemaa taha | õhutõstuk, õhutramm, gondel, köisraudtee, suusatõstuk | Cable car | distribution facility for moving people over larger distances | aerial lift, aerial tramway, gondola, ropeway, ski lift
| MR | Sorteerimisjaam | ehitis tahke aine sorteerimiseks | jäätmejaam | Garbage suction facility | distribution facility for solid waste
N? |  | Tootmisehitised | ehitised toorme kaevandamiseks või tootmiseks |  | Production facility | construction entity for raw materials extraction or for manufacturing
| NA | Kaevandus | ehitis rafineerimisele mineva tahke aine kaevandamiseks | avakaevandus, karjäär, toorainerajatis | Mine | production facility for solid matter used for further refinement | open-pit mine, quarry, raw materials facility
| NB | Puurtorn | ehitis rafineerimisele mineva vedeliku kaevandamiseks | gaasi leiukoht, nafta leiukoht | Gas or liquid extraction facility | production facility for fluid matter used for further refinement | gas extraction site, oil extraction site
| NC | Töötlemistehas | ehitis aine/asja tootmiseks ja töötlemiseks | demineraliseerimisjaam, gaasi dekarboniseerimise tehas, rafineerimistehas, tapamaja, jäätmete taaskasutamise tehas, tootmishoone, tehas, vabrik | Refinement facility | production facility for matter refinement | demineralisation plant, gas decarbonisation plant, refinery, slaughterhouse, waste reclamation facility
| ND | Töökoda | ehitis tootmiseks või toodete parandamiseks | käsitöökoda, tootmishoone, tehas, tootmisehitis, laevatehas | Workshop | production facility for fabrication or repair of products | craft production facility, fabrication building, factory, manufacturing facility, shipyard
| NE | Kasvuhoone | ehitis taimede siseruumis kasvatamiseks |  | Greenhouse | production facility for indoor plant production
P? |  | Töötlemisehitised | ehitised aine või elektri töötlemiseks |  | Processing facility | construction entity for treating matter or electricity
| PA | Pumbajaam | ehitis surve tõstmiseks |  | Pumping station | processing facility to increase pressure
| PB | Veetöötlusjaam | ehitis aine puhastamiseks | reoveepuhasti, veepuhasti, veetöötlusjaam | Treatment facility | processing facility for treating matter | sewage cleaning facility, water treatment facility
| PC | Põletusjaam | ehitis aine likvideerimiseks põletamise teel | korsten, krematoorium | Incinerator facility | processing facility for destruction by burning
| PD | Pesumaja | ehitis asjade puhastamiseks |  | Washing facility | processing facility for cleaning objects
| PE | Trükikoda | ehitis trükkimiseks |  | Print shop | processing facility for printing
| PF | Saadetiste sorteerimiskeskus | ehitis saadetiste sorteerimiseks |  | Mail sorting terminal | processing facility for mail sorting
| PG | Mõõtmisjaam | ehitis jälgimiseks ja/või andmete kogumiseks | katsejaam, ilmajaam | Measuring station | processing facility for surveillance and/or data capture | testing station, weather station
| PH | Elektrienergia töötlemisjaam | ehitis elektri vahendamiseks | elektri alajaam, elektri transformaator, ümberlülitamise seade | Electrical power treatment facility | processing facility for treating electrical power | electrical substation, electrical transformer, switching station
Q? |  | Kogumisehitised | ehitised aine või energia kogumiseks |  | Storage facility | construction entity for accumulations of matter or energy
| QA | Tooraine ladu | ehitis aine kogumiseks selle edasiseks rafineerimiseks | ladustamisala | Raw materials depot | storage facility for matter used for further refinement | storage yard
| QB | Toodangu ladu | kogumisehitis toodetele | külmhoone, sügavkülmhoidla, taaskasutuskeskus, isehoidla, ladu, tootmisladu, hoidla | Products storage | storage facility for products | cold storage facility, freezer storage facility, recycling centre, self-storage facility, storehouse, warehouse
| QC | Depoo | ehitis veeremi hoiustamiseks |  | Equipment building | storage facility for moveable technical equipment
| QD | Garaaž | ehitis nelja ja enama rattaga liiklusvahendite hoiustamiseks |  | Garage | storage facility for four-wheeled or larger road vehicles | car park, carport
| QE | Jalgratta parkla | ehitis kahe rattaga liiklusvahendite hoiustamiseks |  | Bicycle parking | storage facility for two-wheeled road vehicles
| QF | Parkimisala rongidele | ehitis raudtee veeremi hoiustamiseks | kõrvaltee, depoo | Train garage | storage facility for railway vehicles | siding
| QG | Angaar | ehitis lennukite hoiustamiseks | parkimisala | Hangar | storage facility for aircraft | apron
| QH | Paadikuur | ehitis veesõidukite hoiustamiseks | delfiin, jahisadam, kai | Boathouse | storage facility for watercraft | dolphin, marina, quay
| QJ | Konteineriterminal | ehitis konteinerite hoiustamiseks |  | Container space | storage facility for containers
| QK | Mahuti | ehitis vedelike, gaasi või muude ainete hoiustamiseks kinnistes nõudes | tsistern, gaasipaak, õlipaak, bensiinipaak, bassein, silohoidla | Tank | storage facility for liquid, gas or other masses in sealed units | cistern, gas tank, oil tank, petrol tank, pool, silo
| QL | Prügimägi | ehitis liigse pinnase hoiustamiseks | prügila | Landfill site | storage facility for loosened earth material
| QM | Maa-alune hoidla | ehitis ohtlike materjalide hoiustamiseks maa-all |  | Geological repository | storage facility for hazardous material underground
| QN | Loomamaja | ehitis loomade hoidmiseks | loomalauda, ​​lehmalaut, linnufarm, laudad, loomakasvatushoone, karusloomakasvatus, lõvimaja | Animal house | storage facility for animals | animal stall, cow barn, poultry farm, stables
| QP | Andmekeskus | ehitis andmete hoiustamiseks | serveri hoone, arhiiv, andmekeskus | Data storage | storage facility for data | server building
| QQ | Energia salvestusjaam | ehitis energia hoiustamiseks | aku energiasalvestussüsteemid (BESS), suruõhuenergia salvestamine, vooluakude energiasalvestus, mehaaniline gravitatsioonienergia salvestamine | Energy storage | storage facility for energy | battery energy storage systems (BESS), compressed air energy storage, flow batteries energy storage, mechanical gravity energy storage
| QZ | Matmispaik | ala surnute matmiseks | surnuaed, kirikuaed, surnuaed, mausoleum, kalmistu | Burial site | storage facility for the deceased | cemetery, churchyard, graveyard, mausoleum, mortuary
R? |  | Liiklusehitised | ehitised inimeste ja/või ainete pidevaks transportimiseks |  | Traffic facility | construction entity for discrete transport of people and/or matter
| RA | Sõidutee | ehitis maapinnal rajaga mitteseotud liiklusvahenditele | allee, puiestee, vöötrada, kiirtee, ringtee, tänav | Road | traffic facility on land for non-track bound vehicles | alley, avenue, beltway, highway, motorway, ring road, street
| RB | Raudtee | ehitis kaugvedudeks raudteel liikuvate sõidukitega, raudteeülesõidukohtadega muule liiklusele | kergraudtee, raudtee | Railroad | traffic facility for long distance transport with rail bound vehicles, with level crossings with other traffic | light railway, heavy railway
| RC | Kergraudtee | linnatranspordi ehitis raudteesõidukite ja raudteeületuskohtadega muule liiklusele | tramm, troll | Light rail transit (LRT) | traffic facility for urban transport with rail bound vehicles, with level crossings with other traffic | streetcar, tramway, trolley
| RD | Kiirraudtee | linnatranspordi ehitis rööbassõidukitega ilma raudteeületuskohtadeta muule liiklusele | kõrgendatud raudtee, kõrgendatud rong, massiline kiirtransport (MRT), metroo, keskmise läbilaskevõimega raudteesüsteem (MCS), monorail, rippraudtee, allmaaraudtee | Rapid transit | traffic facility for urban transport with rail bound vehicles, without level crossings with other traffic | elevated railway, elevated train, mass rapid transit (MRT), metro, medium-capacity rail system (MCS), monorail, subway, suspension railway, tube, underground
| RE | Funikulöör | ehitis mäe küljel paiknevale raudteele |  | Funicular | traffic facility for hillside railway traffic
| RF | Kõnnitee | ehitis jalakäijatele | jalakäijate tee, sillutis | Footpath | traffic facility for pedestrian traffic | pavement, sidewalk
| RG | Kergliiklustee | ehitis kergliikuritele ja jalakäijatele |  | Foot and bicycle path | traffic facility for bicycle and pedestrian traffic
| RH | Rattatee | märgistatud trassid jalgrattaga liiklemiseks |  | Bicycle path | traffic facility for bicycle traffic
| RJ | Lennurada | ehitis õhusõidukite startimiseks, maandumiseks ja maapinnal liikumiseks | helikopteriväljak, kopteriväljak, ruleerimisrada | Airport way | traffic facility for air traffic starting, landing and ground movements | helidrome, heliport, rotor station
| RK | Sild | ehitis üle takistuse | viadukt | Bridge | traffic facility to cross over an obstacle | viaduct
| RL | Transporditunnel | ehitis takistuse alt või sellest läbi liikumiseks | liiklustunnel | Transport tunnel | traffic facility to cross under or through an obstacle
| RM | Transpordikanal | ehitis veeliikluseks maapinnal | veekanal | Transport canal | traffic facility for water-borne traffic in ground
| RN | Akvedukt | ehitis veeliikluseks maapinna kohal |  | Aqueduct | traffic facility for water-borne traffic above ground
| RP | Ratsutamisrada | ehitis hobutranspordile |  | Bridleway | traffic facility for equestrian traffic
| RQ | Ökodukt | ehitis looduses elavatele liikidele inimeste poolt loodud takistuste ületamiseks | kahepaiksete tunnel, loomade ülekäik, ökodukt, kalatrepp, roheline sild, väikeimetajate tunnel, metsloomade sild, metsloomade viadukt | Wildlife crossing | traffic facility for wildlife bypassing man-made entities | amphibian tunnel, animal bypass, ecoduct, fish ladder, green bridge, small mammals tunnel, wildlife bridge, wildlife viaduct
S? |  | Liiklust ülekandvad ehitised | ehitised erinevate liiklusehitiste ühendamiseks |  | Traffic transfer facility | construction entity for connecting traffic facilities
| SA | Raudteejaam | ehitis rööbastee ja muu liikluse ühendamiseks |  | Train station | traffic transfer facility between rail transport and other traffic
| SB | Raudteeplatvorm | ümberistumisvõimalus rööbasteele suunduvale sõidukile |  | Railway platform | traffic transfer facility for embarking a rail bound vehicle
| SC | Samatasandiline ristmik | ümberistumisvõimalus rööbastee ja maantee liikluse vahel | raudteeülesõit | Level crossing | traffic transfer facility between railroads and roads or paths | railway crossing
| SD | Reisiterminal | ümberistumisvõimalus erinevate transpordiliikide vahel |  | Travel centre | traffic transfer facility between multiple means of transport
| SE | Lennuterminal | ümberistumisvõimalus lennuliikluse ja muude transpordiliikide vahel |  | Airport terminal | traffic transfer facility between air transport and other traffic
| SF | Bussijaam | ümberistumisvõimalus bussiliikluse ja muude transpordiliikide vahel |  | Bus station | traffic transfer facility between bus transport and other traffic
| SG | Rekkaterminal | kaupade ümberlaadimise võimalus rekkadelt muudele transpordiliikidele |  | Truck terminal | traffic transfer facility between truck transport and other traffic
| SH | Taksopeatus | ümberistumisvõimalus taksode ja muude transpordiliikide vahel |  | Taxi stand | traffic transfer facility between taxi transport and other traffic
| SJ | Sadamaterminal | ümberistumisvõimalus veetranspordi ja muude transpordiliikide vahel | parvlaevaterminal, sadam, kai, sadamakai | Sea terminal | traffic transfer facility between water-borne and other traffic | ferry terminal, harbour, quay, wharf
T? |  | Sihtkasutusotstarbega maa-alad | ehitised maa kasutamisel põhineval tootmistegevusel |  | Land use facility | construction entity for land-based production
| TA | Põllumaa | ehitis aastaringseks maakasutamiseks | viljapõld, rohumaa, karjamaa | Field | land use facility for annual yield | cropland, grazing land, pasture
| TB | Metsamaa | ehitis pikaajaliseks maakasutuseks | energiamets | Forest | land use facility for long-term yield | energy forest
U? |  | Vesiehitised | ehitised veemajanduse korraldamiseks |  | Water control facility | construction entity for water management
| UA | Tamm | ehitis veetaseme hoidmiseks |  | Dam | water control facility to retain a water level
| UB | Ülevoolupais | ehitis veetaseme hoidmiseks koos ülevooluga |  | Barrage | water control facility to retain a water level with an overflow
| UC | Lüüs | ehitis veetaseme korrigeerimiseks |  | Sluice | water control facility to adjust water level
| UD | Muul | ehitis lainete liikumise summutamiseks | lainemurdja, kallasrada, muul | Mole | water control facility to dampen wave movements | breakwater, causeway, pier
| UF | Kuivdokk | ehitis veetaseme langetamiseks nullini |  | Dry dock | water control facility to lower the water level to zero
| UG | Kaitsetamm | ehitis üleujutuse ennetamiseks | tamm | Dyke | water control facility to prevent overflow | dike, levee
| UH | Vesivärav | ehitis veevoolu kontrollimiseks |  | Gate | water control facility to control a water flow
X? |  | Varemed | ehitised, millel pikaajaliselt puudub esialgne otstarve |  | Ruins | construction entity permanently lacking original use
| XA | Hüljatud ehitis | varemed, millel puudub ajalooline ja kultuuriline väärtus |  | Contemporary building ruins | ruins lacking cultural and historic value
| XB | Ehitismälestis | kultuurilise ja ajaloolise väärtusega ehitusvare |  | Cultural heritage building ruins | ruins of cultural and historic value of a building
| XC | Muinsuskaitseala | kultuurilise ja ajaloolise väärtusega krundi vare |  | Cultural heritage site ruins | ruins of cultural and historic value of a site
| XD | Arheoloogiamälestis | kultuurilise ja ajaloolise väärtusega haua või hauaplatsi vare |  | Cultural heritage grave ruins | ruins of cultural and historic value of a grave or grave site
Y? |  | Dekoratiivehitised | sümboolse või kunstilise tähendusega ehitised |  | Ornamental entity | construction entity with symbolic or artistic meaning
| YA | Mälestusmärk | dekoratiivehitis kas isiku või sündmuse mälestamiseks |  | Monument | ornamental entity for remembrance of person or event
| YB | Purskkaev | dekoratiivehitis veega |  | Fountain | ornamental entity with water
| YC | Kuju | dekoratiivehitis vabalt paikneva skulptuurina |  | Statue | ornamental entity in freestanding sculptural form
Z? |  | Määratlemata ehitised | ehitised, mille kasutamine ei ole teada |  | Unknown construction entity | construction entity with unknown use
| ZZ | Määratlemata ehitis | ehitis, mille kasutamine ei ole teada |  | Unknown construction entity | unknown construction entity

## CF
Class code | CF
Class desc | Functional system
Version | 2022.10.0.1
Function | Element
Parameter name | AC155_cciCFcode
Parameter desc | AC160_cciCFterm
Level 1 |  | Mõiste (EE) | Definitsioon (EE) | Näited (EE) | Term (EN) | Definition (EN) | Examples (EN)
A |  | Maapealsed ja pinnasesüsteemid | ehitist altpoolt piirav paigaldis |  | Ground system | space system which terminates a construction entity downwards | ground, courtyard, lawn, road embankment
B |  | Seinasüsteem | ruume moodustav ja vertikaalselt eraldav paigaldis |  | Wall system | space system which forms and separates space vertically | wall, facade, facade system
C |  | Vahelaesüsteem | ruume horisontaalselt eraldav paigaldis |  | Slab system | space system which forms and separates space horizontally | floor, ground floor roofing
D |  | Katusesüsteem | ehitist ülaltpoolt piirav paigaldis |  | Roof system | space system which terminates a construction entity upwards | roof, roofing
E |  | Gaasi- ja õhuvarustuse süsteem | tehniliste gaaside ja/või õhuga varustav paigaldis |  | Gas and air system | installation system which supplies technical gases or technical air | equipment for gas and air, gas, air
F |  | Vee- ja vedeliku süsteem | tehnilise ja majapidamisveega või muude vedelikega varustav paigaldis |  | Water and fluid system | installation system which supplies domestic water, technical water or other liquid | water, liquid
G |  | Drenaaži- ja reoveesüsteemid | sademe- ja reovee eemaldamise paigaldis |  | Drainage and waste system | installation system which discharges liquid or disposes of waste | drainage, waste
H |  | Jahutus- ja küttesüsteem | jahutust ja/või kütet varustav paigaldis |  | Cooling and/or heating system | installation system which supplies cooling and/or heating | heating, chilling
J |  | Ventilatsioonisüsteem | paigaldis õhuvahetuse võimaldamiseks |  | Ventilation system | installation system which supplies air exchange | ventilation
K |  | Elektripaigaldis | elektrienergiaga varustav paigaldis |  | Electrical system | installation system which supplies electrical energy | electricity production plant, power supply system, electrical system, routing system
L |  | Automaatikasüsteemid | tehnilisi süsteeme kontrolliv, jälgiv ja reguleeriv paigaldis |  | Automation system | installation system which controls, adjusts and monitors technical systems in a context | control system, monitoring system, alarm system, BMS system, texting system, traffic control system
M |  | Informatsiooni- ja kommunikatsioonisüsteem | inimeste või tehniliste süsteemide vahelist suhtlemist võimaldav paigaldis |  | Information and communication system | installation system which provides communications between persons or technical systems | communication equipment, IT systems, Itequipment, ICT system
N |  | Transpordisüsteem | paigaldis toodete või inimeste transportimiseks |  | Transportation system | installation system which transports goods or persons | transport system, transport, lift, goods lift, escalator, elevator
P |  | Turva- ja ohutussüsteem | mistahes objekti ohu või kahjustamise eest kaitsev paigaldis |  | Security and safety system | installation system which protects any object from danger and damage | sprinkler, fire fighting, intrusion control, emergency lighting, fire ventilation, perimeter security
Q |  | Valgustussüsteem | paigaldis valgustamiseks |  | Lighting system | installation system for light management | electrical lighting, daylight system, sunblind, blackout
R |  | Raudteesüsteem | juhtiv ja suunav paigaldis rööbastel liikuvatele transpordivahenditele |  | Railroad system | installation system guiding and directing track-bound vehicles | railroad
S |  | Sisustamissüsteem | ehitist furnituuri ja varustusega kindlustav paigaldis |  | Arrangement system | fit-out system which equips a construction entity and its spaces with fittings and equipment | fitting out rooms, furnishing solutions

## CT
Class code | CT
Class desc | Techincal systems
Version | 2022.10.0.1
Function | Element
Parameter name | AC165_cciCTcode
Parameter desc | AC170_cciCTterm
Level 1 | Level 2 | Mõiste (EE) | Definitsioon (EE) | Näited (EE) | Term (EN) | Definition (EN) | Examples (EN)
A? |  | Ehitise süsteem | tehniline süsteem, mis moodustab kihilise konstruktsiooni |  | Assembly system | technical system which constitutes a layered construction
| AA | Katendisüsteem | süsteem, mis moodustab transpordialad |  | Pavement construction | assembly system forming areas for transport | surface, pavement
| AB | Vundamendisüsteem | süsteem, mis moodustab maa-aluse eralduse |  | Foundation construction | assembly system forming separation towards underground | foundation
| AC | Talasüsteem | süsteem, mis moodustab horisontaalse eralduse |  | Slab construction | assembly system forming horizontal separation | slab
| AD | Seinasüsteem | süsteem, mis moodustab vertikaalse eralduse |  | Wall construction | assembly system forming vertical separation | wall, window slot, door slot
| AE | Katusesüsteem | süsteem, mis lõpetab ehitise ülalpool |  | Roof construction | assembly system terminating a construction entity upwards | roof
| AF | Trepisüsteem | süsteem, mis loob järkjärgulise ühenduse kahe või enama taseme vahel |  | Stairway construction | assembly system establishing a step-wise link between two or more levels | staircase, stair
| AG | Kaldteesüsteem | süsteem, mis loob astmevaba ühenduse kahe või enama taseme vahel |  | Ramp construction | assembly system establishing a step-free link between two or more levels | ramp
| AH | Palkon, rõdu | süsteem, mis loob külgneva seina- või katusesüsteemi sisse ehitatud välise kasutajaruumi |  | Balcony | assembly system that creates an adjoining outer user space built into wall system or roof system | exterior corridor
| AJ | Eendaken | süsteem, mis loob seinasüsteemi sisseehitatud laiendatud sisemise kasutajaruumi |  | Bay window | assembly system that creates an extended inner user space built into wall system
| AK | Uuk | süsteem, mis loob katusesüsteemi sisseehitatud laiendatud sisemise kasutajaruumi |  | Dormer | assembly system that creates an extended inner user space built into roof system
| AL | Katusetorn | süsteem, mis on ehitatud katusesüsteemi või ehitusüksuse peale ja loob laiendatud sisemise kasutajaruumi |  | Roof tower | assembly system that creates an extended inner user space built on top of roof system or construction entity
| AM | Valguskaev | süsteem, mis loob laiendatud ruumi valguse läbilaskmiseks |  | Light well | assembly system that creates an extended space for light transmission
B? |  | Konstruktsioonisüsteem | tehniline süsteem, mis moodustab ehitise kandekonstruktsiooni |  | Structural system | technical system which forms structural construction
| BA | Alus | konstruktsioonisüsteem, mis moodustab maa-aluse reguleeritud mahu |  | Groundworks structure | structural system forming a regulated volume of underground
| BB | Vundamendikonstruktsioon | konstruktsioonisüsteem, mis ühendab ehitise alusega |  | Foundation structure | structural system connecting a construction entity with the underground | terrain, groundworks
| BC | Talakonstruktsioon | horisontaalse eralduse loov konstruktsioonisüsteem |  | Slab structure | structural system in a horizontal separation | foundation
| BD | Seinakonstruktsioon | vertikaalse eralduse loov konstruktsioonisüsteem |  | Wall structure | structural system in a vertical separation
| BE | Katusekonstruktsioon | konstruktsioonisüsteem, mis lõpetab ehitise ülalpool |  | Roof structure | structural system terminating a construction entity upwards
| BF | Põrandakonstruktsioon | konstruktsioonisüsteem, mis lõpetab ruumi allpool |  | Floor structure | structural system terminating a space downwards | floor
| BG | Laekonstruktsioon | konstruktsioonisüsteem, mis lõpetab ruumi ülalpool |  | Ceiling structure | structural system terminating a space upwards | ceiling
| BH | Tugikonstruktsioon | konstruktsioonisüsteem, mis toetab tarne- või jaotusseadmeid |  | Routing structure | structural system supporting supply or distribution system | cable routing
C? |  | Aluspinna ehitise süsteem | tehniline ehitussüsteem, mis moodustab maapealseid alasid |  | Ground surface construction system | technical construction system forming ground-based areas
| CA | Muldkeha | maapinna ehitussüsteem, mis toetab teisi konstruktsioone |  | Subgrade construction | ground surface construction system which gives support to other constructions
| CB | Teekatend | maapinna ehitussüsteem kõva kattega väliruumi jaoks |  | Ground superstructure construction | ground surface construction system for hard covered outdoor space
| CC | Liiklussaar | liikluse eraldamise ala maapinna ehitussüsteem |  | Traffic island construction | ground surface construction system for traffic separation area
| CD | Teepeenar | maapinna ehitussüsteem liikluse ohutustsooni jaoks |  | Side area construction | ground surface construction system for safety zone for traffic
| CE | Raudtee muldkeha konstruktsioon | raudtee rajatoe maapinna ehitussüsteem |  | Railway embankment construction | ground surface construction system for railway track support
| CF | Kasvuala konstruktsioon | taimestikualade maapinna ehitussüsteem |  | Vegetation area construction | ground surface construction system for vegetation areas
| CG | Kuivenduskraav | maapinna ehitussüsteem vee transportimiseks, ladustamiseks või imbumiseks või ruumi piki vett või vee kohal |  | Water management construction | ground surface construction system for transport, storage or infiltration of water, or for space along water or over water
| CH | Torukaeviku süsteem | maapinna ehitussüsteem täitekeskkonna kaevamiseks |  | Pipe ditch system | ground surface construction system for refilled media excavation
| CJ | Vundamendi ja aluse konstruktsioon | maapinna ehitussüsteem, mis kannab vertikaalset või horisontaalset koormust |  | Foundation and ground support construction | ground surface construction system which carries vertical or horizontal load
| CK | Nõlv | maapinna ehitussüsteem, mis ühendab ruume erinevatel tasanditel |  | Terrain stairway/ramp construction | ground surface construction system which connects spaces at different levels
| CL | Astang | maapinna ehitussüsteem, mis eraldab ruume |  | Terrain wall construction | ground surface construction system which separates spaces
D? |  | Raudteesüsteem | tehniline süsteem, mis juhib rööpaga seotud sõidukeid |  | Railway system | technical system which guides rail bound vehicles
| DA | Raudtee ballastiga | kahe rööpaga raudtee rajatissüsteem koos ballastiga |  | Ballasted railway track construction | railway track construction system with two rails, on ballast
| DB | Raudtee ilma ballastita | kahe rööpaga raudtee rajatissüsteem ilma ballastita |  | Non-ballasted railway track construction | railway track construction system with two rails, without ballast
| DC | Monorelss, üherööpmeline raudtee | ühe rööbasteega raudtee rajamise süsteem |  | Monorail construction | railway track construction system with one rail
H? |  | Tehnosüsteem | tehniline süsteem tarbimise tagamiseks |  | Supply system | technical system supplying consumption
| HA | Gaasi ja õhu varustamise süsteem | gaasi olemasolu tagamise süsteem |  | Gas and air supply system | supply system for process gas | gas system, air system, vacuum, clean air, pressurized air, energy gas, medical gas, steam
| HB | Vedeliku varustamise süsteem | vedeliku olemasolu tagamise süsteem |  | Liquid supply system | supply system for liquid | water system, fuel system
| HC | Jahutamise süsteem | jahutamist tagav süsteem |  | Cooling supply system | supply system for cooling | cooling plant, cooling exchanger system
| HD | Küttesüsteem | kütmist tagav süsteem |  | Heating supply system | supply system for heating | heat production system, heat exchanger system, mixer
| HE | Kombineeritud kütte ja jahutamise süsteem | jahutamist ja kütmist tagav süsteem |  | Combined heating and cooling supply system | supply system for cooling and heating | heat pump plant
| HF | Ventilatsiooni tagamise süsteem | ventilatsioonisüsteemi toimimist tagav süsteem |  | Ventilation supply system | supply system for ventilation | ventilation unit
| HG | Elektripaigaldis | elektrienergia olemasolu tagav süsteem |  | Power supply system | supply system for electrical energy | electrical supply system, emergency supply system, back-up supply system
| HH | Valgustussüsteem | valgustuse toitesüsteem |  | Lighting system | supply system for lighting | safety lighting, emergency lighting system, cleaners' lighting, daylight system
| HJ | Signaali tagamise süsteem | signaalide toitesüsteem |  | Signal supply system | supply system for signals
J? |  | Transpordisüsteem | ühest kohast teise midagi teisaldav tehniline süsteem |  | Transporting system | technical system which brings something from one place to another
| JA | Gaasijaotussüsteem | gaasitorustik/transpordisüsteem |  | Gas distribution system | transport system for gas | gas distribution
| JB | Veejaotuse süsteem | veetorustik/transpordisüsteem |  | Water distribution system | transport system for water | water distribution, watering system
| JC | Keemiliste vedelike jaotamise süsteem | tuleohtlike või muude keemiliste vedelike torustik/transpordisüsteem |  | Chemical distribution system | transport system for flammable or other chemical liquids | alcohol distribution system
| JD | Vedelike kanaliseerimise süsteem | vedelate jäätmete torustik/transpordisüsteem |  | Liquids outflow system | transport system for liquid waste | wastewater collection, drainage water system, rainwater system
| JE | Tahkete jäätmete utiliseerimise süsteem | tahkete jäätmete transpordisüsteem |  | Solids outflow system | transport system for solid waste | water management system, laundry suction system
| JF | Jahutuse jaotussüsteem | jahutamiseks vajalik transpordisüsteem |  | Cooling distribution system | transport system for cooling | cooling distribution
| JG | Kütte jaotuse süsteem | kütmiseks vajalik transpordisüsteem |  | Heating distribution system | transport system for heating | heating distribution
| JH | Kombineeritud kütte ja jahutuse jaotuse süsteem | jahutamiseks ja kütmiseks vajalik transpordisüsteem |  | Combined heat and cooling distribution system | transport system for cooling and heating | combined system
| JJ | Õhu jaotamise süsteem | õhu transpordisüsteem |  | Air distribution system | transport system for air | air system, fresh air system, supply air system, smoke extraction system, fire ventilation
| JK | Elektrienergia jaotamise süsteem | elektrienergia edastamise juhtmestik/transpordisüsteem |  | Power distribution system | transport for electrical energy | electrical distribution system, electrical system, power supply system
| JL | Signaali jaotamise süsteem | signaalide edastamise transpordisüsteem |  | Signal distribution system | transport system for signals | data distribution system, telephone signal distribution, paging signal, induction loop system, hearing loop system
| JM | Inimeste/reisijate transportimise süsteem | isikute transpordisüsteem |  | Passenger transportation system | transport system for persons | elevator, escalator, travellator
| JN | Kaupade jaotamise süsteem | tahkete esemete või pakkide transpordisüsteem |  | Goods transportation system | transport system for solid goods or packets | freight elevator, hoist, crane, conveyor, belt, letter shoot
K? |  | Teenindav süsteem | režiimi tagav tehniline süsteem |  | Treatment system | technical system which provides treatment
| KA | Päikesesoojuse kontrolli süsteem | süsteem, mis piirab või välistab päikesesoojuse mõju |  | Solar screening system | treatment system limiting or excluding solar heat gain | solar energy, blinding
| KB | Avade automaatse kontrolli süsteem | süsteem avade automaatseks juhtimiseks |  | Opening control system | treatment system for automatic control of openings | smoke ventilation, natural ventilation
| KC | Filtreerimissüsteem | süsteem tahkete osakeste eraldamiseks vedelikust või õhuvoolust |  | Filter system | treatment system for separating solid particles from liquid or air flow | filtration equipment
| KD | Eraldamise süsteem | süsteem ainete eraldamiseks |  | Separator system | treatment system for separating substances | separation unit
| KE | Ainete segamise süsteem / dosaator | süsteem ainete lisamiseks |  | Mixing system | treatment system for adding substances | chemicals system, water treatment equipment, water treatment system, blending system
| KF | Pumbasüsteem | süsteem rõhu suurendamiseks vedeliku voolus |  | Pump system | treatment system for increasing pressure in a flow of liquid | wet well, pumping equipment
| KG | Rõhu ja paisumise stabiliseerimise süsteem | süsteem rõhu ja mahu stabiliseerimiseks vedelikus või gaasivoolus |  | Pressure and expansion system | treatment system for stabilizing pressure and volume in liquid or in gas flow | pressure vessel system, expansion system
| KH | Elektrienergiat teenindav süsteem | süsteem elektrienergia muundamiseks |  | Transformer system | treatment system for transforming electrical energy | converter system, inverter system
| KJ | Antennisüsteem | süsteem raadiosageduslike lainete ja elektrisignaalide kahesuunaliseks muundamiseks |  | Antenna system | treatment system for bidirectional transforming between radio waves and electrical signals | antenna unit
| KK | Ilmajaama süsteem | süsteem ilmastikuteabe muundamiseks elektrilisteks signaalideks |  | Weather station system | treatment system for transforming weather-related information into electrical signals | weather station
| KL | Juurdepääsu kontrollisüsteem | süsteem inimeste või asjade voo füüsiliseks eraldamiseks |  | Access control system | treatment system for physical separation of a flow of persons or items | gate, speed lane, gate control, key management
L? |  | Jälgimise ja kontrolli süsteem | tehniline süsteem, mis jälgib ja/või kontrollib sündmusi ja protsesse |  | Monitoring and control system | technical system which monitors and/or controls events and processes
| LA | Gaasilekke alarmsüsteem | seiresüsteem, mis lülitab sisse häire ohtlike gaaside esinemisel |  | Gas alarm system | monitoring system which raises an alarm on the occurrence of hazardous gases | aspiration system
| LB | Tulekahju alarmsüsteem | seiresüsteem, mis lülitab sisse häire suitsu või tulekahju korral |  | Fire alarm system | monitoring system which raises an alarm in the presence smoke or fire | automatic fire alarm system
| LC | Automatiseerimise süsteem | seiresüsteem, mis automatiseerib protsesse ehitistes ja tootmisprotsesside keskseadmes |  | Automation system | monitoring system which automates processes in buildings and process plants in a central unit | BMS system, SCAM, ACMS, control system, room control, traffic control system
| LD | Juurdepääsu kontrolli süsteem | seiresüsteem, mis tagab inimestele ettenähtud juurdepääsu piirkonna või ehitise osale |  | Access monitor system | monitoring system which ensures authorized access for persons to an area or a construction entity | perimeter security
| LE | Alarmsüsteem | seiresüsteem, mis lülitab sisse häire ohtlike või ebasoovitavate tingimuste korral |  | Alarm system | monitoring technical system that raises an alarm in the presence of dangerous or undesirable conditions | burglar-proofing system, AIA system (Automatic Intruder Alarm), perimeter security
| LF | Videojälgimise süsteem | seiresüsteem, mis pakub visuaalset kaugseiret |  | Video surveillance system | monitoring system which provides remote visual monitoring | perimeter security, CCTV system
M? |  | Informatsiooni esitamise süsteem | teavet esitav tehniline süsteem |  | Information presenting system | technical system which presents information
| MA | Hoiatussüsteem | teabe esitamise süsteem, mis tekitab fikseeritud heli- või häälsõnumeid ohtliku olukorra kohta |  | Warning system | information presenting system which produces a fixed sound or voice messages to warn of hazardous conditions | patient warning signal, disabled alarm system
| MB | Audio-video süsteem | pilte ja/või helisid loov teabe esitamise süsteem |  | Audio-Video system | information presenting system which produces images and/or sounds | PA system, AV system
| MC | Liikluse kontrolli süsteem | liiklust kontrolliv teabe esitamise süsteem |  | Traffic control system | information presenting system which controls traffic
| MD | Ajajälgimise süsteem | ajateabe esitamise süsteem |  | Time system | information presenting system for time | time recording, clock system, clock display, central clock system
| ME | Teabemonitoride süsteem | kirjalikult või sümboolselt teabe esitamise süsteem |  | Sign system | information presenting system which provides instruction in a written or symbolic form
P? |  | Turvasüsteem | isetoimiv tehniline süsteem, mis kaitseb ohtude või soovimatute tingimuste eest |  | Protection system | self-acting technical system which protects against danger or unwanted conditions
| PA | Tulekaitse süsteem | turvasüsteem, mis tulekahju korral avab või sulgeb uksi ja aknaid |  | Fire protection system | protection system by opening or closing doors and windows in the event of a fire
| PB | Tuletõrjesüsteem | turvasüsteem tulekahju kustutamiseks |  | Firefighting system | protection system against fire by extinguishing
| PC | Maandussüsteem | turvasüsteem ohtlike elektrivoolude eest elektrisüsteemide maandamise teel |  | Earthing system | protection system against dangerous electrical currents by earthing of electrical systems
| PD | Piksekaitse | turvasüsteem välgu eest elektrisüsteemide maandamise teel |  | Lightning protection system | protection system against lightning by earthing of electrical systems | lightning system
| PE | Korrosioonikaitse | metallkonstruktsioonide turvasüsteem korrosioonikaitsega korrosiooni eest |  | Cathodic protection system | protection system for metal constructions against corrosion by corrosion protection
Q? |  | Ladustamissüsteem | tehniline süsteem, mis salvestab teavet, energiat või aineid |  | Storage system | technical system which stores information, energy or substances
| QA | Arvestite süsteem | mõõdetud tarbimisteabe salvestussüsteem |  | Meter system | storage system for metered consumption information | metering system, meter, energy measurement system
| QB | Gaasi ja õhu säilitamissüsteem | õhu ja gaaside salvestamissüsteem |  | Gas and air storage system | storage system for air and gases | gas storage
| QC | Vedeliku säilitamissüsteem | vedelike salvestamissüsteem |  | Liquid storage system | storage system for liquids | buffer system, tank array, collection system
| QD | Energia säilitamissüsteem | energia salvestamissüsteem |  | Energy storage system | storage system for energy | buffer system, energy storage
R? |  | Seadmestamise/sisustamise süsteem | tehniline süsteem, mis sobib ruumi või ehituselementidega ehitises |  | Furnishing system | technical system which fits out space or construction elements in a construction entity
| RA | Haljastussüsteem | sisustussüsteem taimestikuna |  | Planting system | furnishing system in the form of vegetation | planting, tree, bush, plant
| RB | Sisustussüsteem | sisustussüsteem paigaldatud või teisaldatavate ehitise elementidena |  | Furniture system | furnishing system in the form of fixed or moveable construction elements | fixtures, furniture, effects, movable property
| RC | Seadmed | sisustussüsteem konkreetses olukorras kasutatavate tööriistadena |  | Equipment system | furnishing system in the form of tools used in a particular situation | equipment, technical equipment, apparatus, tool
Note on E16: [Threaded comment] Your version of Excel allows you to read this threaded comment; however, any edits to it will get removed if the file is opened in a newer version of Excel. Learn more: https://go.microsoft.com/fwlink/?linkid=870924 Comment: Enne "Balkon", kirjaviga.
Note on F86: [Threaded comment] Your version of Excel allows you to read this threaded comment; however, any edits to it will get removed if the file is opened in a newer version of Excel. Learn more: https://go.microsoft.com/fwlink/?linkid=870924 Comment: Mitte ainult inimestele aga näiteks ka transpordivahenditele? Definitsiooni hetkel muudetud ei ole. Isesõitvad autod?

## CO
Class code | CO
Class desc | Construction component
Version | 2022.10.0.1
Function | Element
Parameter name | AC175_cciCOcode
Parameter desc | AC180_cciCOterm
Level 1 | Level 2 | Level 3 | Mõiste (EE) | Definitsioon (EE) | Näited (EE) | Term (EN) | Definition (EN) | Examples (EN)
﻿B?? |  |  | Tajuv objekt | objekt teabe hõivamiseks ja taasesitamise pakkumiseks | (suuruse tüüp) | Sensing object | object for picking up information and providing a representation | kind of quantity
| BA? |  | Elektripotentsiaali tajuv objekt | tajuv objekt, elektripotentsiaali mõttes | (väljundsignaali tüüp) | Electric potential sensing object | sensing object for electric potential | kind of output signal
|  | BAA | Pingetrafo | elektripotentsiaali tajuv objekt, skalaarväljundiga | sidestuskondensaator, mõõtepingetrafo | Voltage transformer | electric potential sensing object, with scalar output | coupling capacitor, measuring voltage transformer
|  | BAB | Pingerelee | elektripotentsiaali tajuv objekt, Boole´i väljundiga | mõõtepingerelee | Voltage relay | electric potential sensing object, with Boolean output | measuring voltage relay
| BB? |  | Eritakistust tajuv objekt | tajuv objekt, eritakistuse või erijuhtivuse mõttes | (voolu ja väljundsignaali tüüp) | Resistivity sensing object | sensing object for resistivity or conductivity | kind of flow and output signal
|  | BBA | Elektriline eritakistuse andur | eritakistust tajuv objekt elektrivoolu mõttes, skalaarväljundiga |  | Electric resistivity sensor | resistivity sensing object for electric current flow, with scalar output
|  | BBB | Elektriline eritakistuse indikaator | eritakistust tajuv objekt elektrivoolu mõttes, Boole´i väljundiga |  | Electric resistivity detector | resistivity sensing object for electric current flow, with Boolean output
|  | BBC | Soojuslik eritakistuse andur | eritakistust tajuv objekt soojusliku voolu mõttes, skalaarväljundiga |  | Thermal resistivity sensor | resistivity sensing object for thermal flow, with scalar output
|  | BBD | Soojuslik eritakistuse indikaator | eritakistust tajuv objekt soojusliku voolu mõttes, Boole´i väljundiga |  | Thermal resistivity detector | resistivity sensing object for thermal flow, with Boolean output
| BC? |  | Elektrivoolu tajuv objekt | tajuv objekt, elektrivoolu mõttes | (väljundsignaali tüüp) | Electric current sensing object | sensing object for electric current | kind of output signal
|  | BCA | Voolutrafo | elektrivoolu tajuv objekt, skalaarväljundiga | mõõtevoolutrafo | Current transformer | electric current sensing object, with scalar output | measuring current transformer
|  | BCB | Voolurelee | elektrivoolu tajuv objekt, Boole´i väljundiga | elektronülekoormusrelee, mõõtevoolurelee, ülekoormusrelee | Current relay | electric current sensing object, with Boolean output | electronic overload relay, measuring current relay, overload relay
| BD? |  | Tihedust tajuv objekt | tajuv objekt tiheduse mõttes | (väljundsignaali tüüp) | Density sensing object | sensing object for density | kind of output signal
|  | BDA | Tihedusandur | tihedust tajuv objekt, skalaarväljundiga | aeromeeter, tihendusandur, tihendusmõõtur | Density transmitter | density sensing object, with scalar output | aerometer, density sensor, hydrometer
|  | BDB | Tiheduse lüliti | tihedust tajuv objekt, Boole´i väljundiga | tihendusandur | Density switch | density sensing object, with Boolean output | density sensor
| BE? |  | Välja tajuv objekt | tajuv objekt, välja mõttes | (väljundsignaali tüüp) | Field sensing object | sensing object for field | kind of output signal
|  | BEA | Elektrivälja andur | välja tajuv objekt elektrivälja mõttes, skalaarväljundiga |  | Electric field sensor | field sensing object for electric field, with scalar output
|  | BEB | Elektrivälja indikaator | välja tajuv objekt elektrivälja mõttes, Boole´i väljundiga |  | Electric field detector | field sensing object for electric field, with Boolean output
|  | BEC | Magnetvälja andur | välja tajuv objekt magnetvälja mõttes, skalaarväljundiga |  | Magnetic field sensor | field sensing object for magnetic field, with scalar output
|  | BED | Magnetvälja indikaator | välja tajuv objekt magnetvälja mõttes, Boole´i väljundiga | keelrelee, keellüliti | Magnetic field detector | field sensing object for magnetic field, with Boolean output | reed relay, reed switch
| BF? |  | Voolu tajuv objekt | tajuv objekt, voolu mõttes | (väljundsignaali tüüp) | Flow sensing object | sensing object for flow | kind of output signal
|  | BFA | Voolu andur | voolu tajuv objekt, skalaarväljundiga | vooluhulga andur, gaasivooluandur, vedelikuvooluandur, ainevooluandur, veevooluandur | Flow transmitter | flow sensing object, with scalar output | flow sensor, gas flow sensor, liquid flow sensor, matter flow sensor, water flow sensor
|  | BFB | Voolu lüliti | voolu tajuv objekt, Boole´i väljundiga | gaasivoolulüliti, ainevoolulüliti | Flow switch | flow sensing object, with Boolean output | gas flow switch, matter flow switch
| BG? |  | Füüsikalist mõõdet tajuv objekt | tajuv objekt, ruumilise mõõtme ja/või asukoha mõttes | tajutava tüüp (mida tajub) ja väljundsignaali tüüp | Physical dimension sensing object | sensing object of spatial dimension and/or position | kind of being sensed and kind of output signal
|  | BGA | Asukohaandur | füüsikalist mõõdet tajuv objekt, asukoha mõttes, skalaarväljundiga | asukohaandur, kohaloluindikaator, radar, tuulesuunaandur | Position transmitter | physical dimension sensing object of position, with scalar output | position sensor, presence locator, radar, wind direction sensor
|  | BGB | Asukohalüliti | füüsikalist mõõdet tajuv objekt, asukoha mõttes, Boole´i väljundiga | liikumisindikaator, liikumisandur (PIR), asukohaandur, kohalolekuindikaator | Position switch | physical dimension sensing object of position, with Boolean output | movement detector, movement sensor (PIR), position sensor, presence indicator
|  | BGC | Kauguse andur | füüsikalist mõõdet tajuv objekt, pikkuse mõttes, skalaarväljundiga | laserkaugusandur, asukohaandur, nähtavusandur | Distance transmitter | physical dimension sensing object of length, with scalar output | laser distance sensor, position sensor, visibility sensor
|  | BGD | Kauguse lüliti | füüsikalist mõõdet tajuv objekt, pikkuse mõttes, Boole´i väljundiga | laserkaugusandur, laserkauguslüliti, liikumisindikaator, liikumisandur (PIR), asukohaandur, kohalolekuindikaator, nähtavusindikaator | Distance switch | physical dimension sensing object of length, with Boolean output | laser distance sensor, laser distance sensing switch, movement detector, movement sensor PIR, position sensor, presence indicator, visibility detector
|  | BGE | Nurga andur | füüsikalist mõõdet tajuv objekt, nurga või suuna mõttes, skalaarväljundiga | lähedusandur, lõpplüliti, asukohaandur, asukohaindikaator, pöördkodeerija, tuulesuunaindikaator | Angle transmitter | physical dimension sensing object of angle or direction, with scalar output | alignment sensor, end stop, position sensor, position transmitter, rotary encoder, wind direction indicator
|  | BGF | Nurga lüliti | füüsikalist mõõdet tajuv objekt, nurga või suuna mõttes, Boole´i väljundiga | lähedusindikaator, liikumisindikaator, liikumisandur (PIR), asukohaandur, kohalolekuindikaator, radar | Angle switch | physical dimension sensing object of angle or direction, with Boolean output | alignment threshold detector, movement detector, movement sensor PIR, position sensor, presence indicator, radar
|  | BGG | Objekti skanner | füüsikalist mõõdet tajuv objekt, füüsikalise objekti mõttes | 2D-skanner, 3D-skanner, koordinaatskanner, laserskanner | Object scanner | physical dimension sensing object of physical object | 2D-scanner, 3D-scanner, coordinates scanner, laser scanner
| BH? |  | Energiat tajuv objekt | tajuv objekt, energia mõttes | energia tüüp | Energy sensing object | sensing object for energy | kind of energy
|  | BHA | Energia voolu mõõdik | energiat tajuv objekt, määratletud tihedusega energia voolu mõttes | jahutusenergiamõõdik, energiamõõdik, energiaandur, gaasienergiamõõdik | Flow energy meter | energy sensing object of flow with defined energy density | energy cooling meter, energy meter, energy sensor, gas energy meter
|  | BHB | Soojusliku energia mõõdik | energiat tajuv objekt, määratletud soojusmahtuvusega soojusliku voolu mõttes | kondensaadiandur, jahutusenergiamõõdik, energiamõõdik, energiaandur | Thermal energy meter | energy sensing object of thermal flow with defined heat capacity | condensate sensor, energy cooling meter, energy meter, energy sensor
|  | BHC | Elektrilise energia mõõdik | energiat tajuv objekt, elektri voolu mõttes | kWh-andur | Electric energy meter | energy sensing object of electricity flow | kWh sensor
| BJ? |  | Võimsust tajuv objekt | tajuv objekt, võimsuse mõttes | väljundsignaali tüüp | Power sensing object | sensing object for power | kind of output signal
|  | BJA | Võimsuse mõõdik | võimsust tajuv objekt, skalaarväljundiga | kW-mõõdik | Power meter | power sensing object, with scalar output | kW meter
|  | BJB | Võimsuse piiri lüliti | võimsust tajuv objekt, Boole´i väljundiga |  | Power limit switch | power sensing object, with Boolean output
| BK? |  | Aega tajuv objekt | tajuv objekt, aja mõttes | väljundsignaali tüüp | Time sensing object | sensing object for time | kind of output signal
|  | BKA | Aja andur | aega tajuv objekt, skalaarväljundiga | kell, ajainfoseade | Time sensor | time sensing object, with scalar output | clock, time information device
|  | BKB | Aja indikaator | aega tajuv objekt, Boole´i väljundiga | taimerlüliti, ajaarvesti | Timer switch | time sensing object, with Boolean output | time counter
| BL? |  | Taset (nivood) tajuv objekt | tajuv objekt, taseme mõttes | väljundsignaali tüüp | Level sensing object | sensing object for level | kind of output signal
|  | BLA | Tasemeandur | taset tajuv objekt, skalaarväljundiga | tasemeandur, vedeliknivoolüliti | Level transmitter | level sensing object, with scalar output | level sensor, liquid level sensor
|  | BLB | Tasemelüliti | taset tajuv objekt, Boole´i väljundiga | vedeliknivoolüliti | Level switch | level sensing object, with Boolean output | liquid level switch
| BM? |  | Niiskust tajuv objekt | tajuv objekt, niiskuse mõttes | väljundsignaali tüüp | Humidity sensing object | sensing object for humidity | kind of output signal
|  | BMA | Niiskusandur | niiskust tajuv objekt, skalaarväljundiga | niiskuslüliti, niiskusandur | Humidity transmitter | humidity sensing object, with scalar output | humidity sensor
|  | BMB | Niiskusindikaator | niiskust tajuv objekt, Boole´i väljundiga | niiskuslüliti, niiskusandur | Humidity switch | humidity sensing object, with Boolean output | humidity sensor
| BP? |  | Rõhku tajuv objekt | tajuv objekt, rõhu mõttes | väljundsignaali tüüp | Pressure sensing object | sensing object for pressure | kind of output signal
|  | BPA | Absoluutse rõhu andur | rõhku tajuv objekt, rakendades ühte porti absoluutse rõhu tajumiseks, skalaarväljundiga | absoluutrõhuandur, manomeeter, rõhujälgimisseade, rõhuandur, rõhumuundur | Absolute pressure transmitter | pressure sensing object utilizing one port for absolute pressure sensing, with scalar output | absolute pressure sensor, manometer, pressure monitor, pressure sensor, pressure transducer
|  | BPB | Absoluutse rõhu lüliti | rõhku tajuv objekt, rakendades ühte porti absoluutse rõhu tajumiseks, Boole´i väljundiga | rõhulüliti | Absolute Pressure Switch | pressure sensing object utilizing one port for absolute pressure sensing, with Boolean output | pressure switch
|  | BPC | Suhtelise rõhu andur | rõhku tajuv objekt, rakendades kahte porti suhtelise rõhu tajumiseks, skalaarväljundiga | diferentsiaalrõhuandur, rõhuandur, suhtelise rõhu andur | Differential pressure transmitter | pressure sensing object utilizing two ports for differential pressure sensing, with scalar output | differential pressure sensor, pressure sensor, relative pressure sensor
|  | BPD | Suhtelise rõhu lüliti | rõhku tajuv objekt, rakendades kahte porti suhtelise rõhu tajumiseks, Boole´i väljundiga | rõhuandur, rõhulüliti, diferentsiaalrõhuindikaator, suhtelise rõhu lüliti | Differential pressure switch | pressure sensing object utilizing two ports for differential pressure sensing, with Boolean output | pressure sensor, pressure switch, relative pressure detector, relative pressure switch
| BQ? |  | Kontsentratsiooni tajuv objekt | tajuv objekt, aine kontsentratsiooni mõttes | objekti tüüp ja väljundsignaali tüüp | Concentration sensing object | sensing object for substance concentration | kind of object and kind of output signal
|  | BQA | Gaasiandur | kontsentratsiooni tajuv objekt, gaasi mõttes, skalaarväljundiga | CO kontsentratsiooni andur, CO2 kontsentratsiooni andur, kontsentratsiooniandur, NH3 kontsentratsiooni andur | Gas sensor | concentration sensing object of a gas, with scalar output | CO concentration sensor, CO2 concentration sensor, concentration sensor, NH3 concentration sensor
|  | BQB | Gaasiindikaator | kontsentratsiooni tajuv objekt, gaasi mõttes, Boole´i väljundiga | kontsentratsioonituvastuslüliti | Gas detector | concentration sensing object of a gas, with Boolean output | concentration detection switch
|  | BQC | Vedelikuandur | kontsentratsiooni tajuv objekt, vedeliku mõttes, skalaarväljundiga | kontsentratsiooniandur, uduandur, bensiini kontsentratsiooni andur, nähtavusandur | Liquid sensor | concentration sensing object of liquid, with scalar output | concentration sensor, fog sensor, petrol concentration sensor, visibility sensor
|  | BQD | Vedelikuindikaator | kontsentratsiooni tajuv objekt, vedeliku mõttes, Boole´i väljundiga | kontsentratsioonituvastuslüliti, uduindikaator, nähtavusindikaator | Liquid detector | concentration sensing object of liquid, with Boolean output | concentration detection switch, fog detector, visibility detector
|  | BQE | Tahke aine andur | kontsentratsiooni tajuv objekt, tahke aine mõttes, skalaarväljundiga | kontsentratsiooniandur, suitsuandur, turbulentsusandur, nähtavusandur | Solid matter sensor | concentration sensing object of solid matter, with scalar output | concentration sensor, smoke sensor, turbidity sensor, visibility sensor
|  | BQF | Tahke aine indikaator | kontsentratsiooni tajuv objekt, tahke aine mõttes, Boole´i väljundiga | kontsentratsioonituvastuslüliti, suitsuindikaator, suitsulüliti, turbulentsusindikaator, nähtavusindikaator | Solid matter detector | concentration sensing object of solid matter, with Boolean output | concentration detection switch, smoke detector, smoke switch, turbidity detector, visibility detector
| BR? |  | Kiirgust tajuv objekt | tajuv objekt, kiirguse mõttes | kiirguse tüüp ja väljundsignaali tüüp | Radiation sensing object | sensing object for radiation | kind of radiation and kind of output signal
|  | BRA | Valgusandur | kiirgust tajuv objekt, nähtavate elektromagnetlainete mõttes, skalaarväljundiga |  | Light sensor | radiation sensing object of visible electromagnetic waves, with scalar output
|  | BRB | Valguse indikaator | kiirgust tajuv objekt, nähtavate elektromagnetlainete mõttes, Boole´i väljundiga | valguskardin, valgusandur, kaabliotsija, hämararelee, luksandur, fotosilm | Light detector | radiation sensing object of visible electromagnetic waves, with Boolean output | light curtain, light transmitter, line detector, low-light relays, lux sensor, photocell
|  | BRC | Elektromagnetlaineandur | kiirgust tajuv objekt, nähtamatute elektromagnetlainete mõttes, skalaarväljundiga | gammakiirguse indikaator, infrapunaandur, radariandur, UV-andur | Electromagnetic wave sensor | radiation sensing object for non-visible electromagnetic waves, with scalar output | gamma-radiation detector, IR-sensor, radar-sensor, UV-sensor
|  | BRD | Elektromagnetlaineindikaator | kiirgust tajuv objekt, nähtamatute elektromagnetlainete mõttes, Boole´i väljundiga |  | Electromagnetic wave detector | radiation sensing object for non-visible electromagnetic waves, with Boolean output
|  | BRE | Kiirguse loendur | kiirgust tajuv objekt, tuumaosakeste mõttes, skalaarväljundiga | Geiger'I mõõdik | Radiation counter | radiation sensing object of nuclear particles, with scalar output | Geiger meter
|  | BRF | Kiirguse indikaator | kiirgust tajuv objekt, tuumaosakeste mõttes, Boole´i väljundiga |  | Radiation detector | radiation sensing object of nuclear particles, with Boolean output
| BS? |  | Määra ajas tajuv objekt | tajuv objekt, ajamäära mõttes | tajutud objekti aja tüüp ja väljundsignaali tüüp | Time-rating object | sensing object for time-rate | kind of time object sensed and kind of output signal
|  | BSA | Tsükli sageduse andur | määra ajas tajuv objekt, pöörlemiseta tsüklite mõttes, skalaarväljundiga | tsükli sageduse andur, sagedusandur | Cycle rate transmitter | time-rating object of non-rotational cycles, with scalar output | cycle rate sensor, frequency transmitter
|  | BSB | Tsükli sageduse tuvastamise lüliti | määra ajas tajuv objekt, pöörlemiseta tsüklite mõttes, Boole´i väljundiga |  | Cycle rate detecting switch | time-rating object of non-rotational cycles, with Boolean output
|  | BSC | Kiirust tajuv andur | määra ajas tajuv objekt, kauguse mõttes, skalaarväljundiga | liikumisandur, kiirusandur | Speed sensing transmitter | time-rating object of distance, with scalar output | movement transmitter, speed sensor
|  | BSD | Kiiruse tuvastamise lüliti | määra ajas tajuv objekt, kauguse mõttes, Boole´i väljundiga | liikumise indikaator | Speed detecting switch | time-rating object of distance, with Boolean output | movement detector
|  | BSE | Tahhomeeter | määra ajas tajuv objekt, pöörlemise mõttes, skalaarväljundiga | pöörlemisekiiruse andur | Tachometer | time-rating object of rotation, with scalar output | rotation speed sensor
|  | BSF | Pöörlemiskiiruse relee | määra ajas tajuv objekt, pöörlemise mõttes, Boole´i väljundiga |  | Rotation speed relay | time-rating object of rotation, with Boolean output
|  | BSG | Kiirendusmõõdiku andur | määra ajas tajuv objekt, kiiruse mõttes, skalaarväljundiga | seismoandur | Accelerometer transmitter | time-rating object of speed, with scalar output | seismic sensor
|  | BSH | Kiirendusmõõdiku relee | määra ajas tajuv objekt, kiiruse mõttes, Boole´i väljundiga | seismolüliti, raputuslüliti | Accelerometer relay | time-rating object of speed, with Boolean output | seismic switch, shake switch
| BT? |  | Temperatuuri tajuv objekt | tajuv objekt, temperatuuri mõttes | väljundsignaali tüüp | Temperature sensing object | sensing object for temperature | kind of output signal
|  | BTA | Temperatuuriandur | temperatuuri tajuv objekt, skalaarväljundiga | temperatuuriandur | Temperature transmitter | temperature sensing object, with scalar output | temperature sensor
|  | BTB | Temperatuurilüliti | temperatuuri tajuv objekt, Boole´i väljundiga | termoindikaator | Temperature switch | temperature sensing object, with Boolean output | temperature detector
| BU? |  | Mitut suurust tajuv objekt | tajuv objekt mitme suuruse mõttes | väljundsignaali tüüp | Multi-quantity sensing object | sensing object for multiple quantities | kind of output signal
|  | BUA | Mitmik-andur | mitut suurust tajuv objekt, skalaarväljundi(te)ga | multimeeter | Multi-sensor | multi-quantity sensing object, with scalar output(s) | multimeter
|  | BUB | Mitmik-indikaator | mitut suurust tajuv objekt, Boole´i väljundi(te)ga | Buchholz'I relee, distantskaitserelee, impedantskaitserelee, vastujärgnevusrelee | Multi-detector | multi-quantity sensing object, with Boolean output(s) | Buchholz relay, distance protection relay, impedance protection relay, negative phase-sequence relay
| BW? |  | Jõudu tajuv objekt | tajuv objekt kaalu, jõu või väände mõttes | tajutud objekti tüüp ja väljundsignaali tüüp | Force sensing object | sensing object for weight, force or torque | kind of object sensed and kind of output signal
|  | BWA | Kaaluandur | jõudu tajuv objekt, kaalu mõttes, skalaarväljundiga | koormuselement, kaaluandur | Weight transmitter | force sensing object of weight, with scalar output | load, weight sensor
|  | BWB | Koormuse tuvastamise lüliti | jõudu tajuv objekt kaalu mõttes, Boole´i väljundiga |  | Weight detecting switch | force sensing object of weight, with Boolean output
|  | BWC | Jõu väärtuse andur | jõudu tajuv objekt, jõu mõttes, skalaarväljundiga | jõuandur | Force value transmitter | force sensing object of force, with scalar output | force sensor
|  | BWD | Jõu tuvastamise lüliti | jõudu tajuv objekt, jõu mõttes, Boole´i väljundiga | jõuandur | Force detecting switch | force sensing object of force, with Boolean output | force sensor
|  | BWE | Väände väärtuse andur | jõudu tajuv objekt, väände mõttes, skalaarväljundiga | väändeandur | Torque value transmitter | force sensing object of torque, with scalar output | torque sensor
|  | BWF | Väändelüliti | jõudu tajuv objekt, väände mõttes, Boole´i väljundiga | väändeandur | Torque switch | force sensing object of torque, with Boolean output | torque sensor
| BX? |  | Audiovisuaali tajuv objekt | tajuv objekt heli ja/või nähtava ilme mõttes | väljundsignaali tüüp | Audio-visual sensing object | sensing object of sound and/or visual appearance | kind of output signal
|  | BXA | Akustiline andur | audiovisuaali tajuv objekt, hääle mõttes, skalaarväljundiga | akustiline jälgimisseade, mikrofon | Acoustic sensor | audio-visual sensing object of sound, with scalar output | acoustic survey device, microphone
|  | BXB | Akustiline indikaator | audiovisuaali tajuv objekt, hääle mõttes, Boole´i väljundiga | klaasipurunemisindikaator | Acoustic detector | audio-visual sensing object of sound, with Boolean output | glass breakage detector
|  | BXC | Pildiandur | audiovisuaali tajuv objekt, nähtava ilme mõttes, skalaarväljundiga | kaamera, CCTV, kolme vabadusastmega kaamera, skanner, videokaamera | Image sensor | audio-visual sensing object of visual appearance, with scalar output | camera, CCTV, PTZ camera, scanner, video camera
|  | BXD | Pildiindikaator | audiovisuaali tajuv objekt, nähtava ilme mõttes, Boole´i väljundiga | näotuvastusseade, sõrmejäljeluger, iiriseluger | Image detector | audio-visual sensing object of visual appearance, with Boolean output | face recognition device, finger-print reader, iris reader
| BY? |  | Teavet tajuv objekt | tajuv objekt, talletatud teabe mõttes | viisi tüüp | Information sensing object | sensing object of stored information | kind of method
|  | BYA | Kiibilugeja | teavet tajuv objekt, elektrilise ühenduse abil | kiipkaardiluger | Chip reader | information sensing object by electrical connection | chip card reader
|  | BYB | Elektromagnetiline lugeja | teavet tajuv objekt, elektromagnetvälja abil | magnetribaluger, RFC-luger, RFID-luger, lindiluger | Electromagnetic reader | information sensing object by electromagnetic field | magnetic stripe reader, RFC reader, RFID reader, tape reader
|  | BYC | Optiline lugeja | teavet tajuv objekt, valguse abil | triipkoodiluger, optilise ketta luger, ruutkoodiluger | Optical reader | information sensing object by light | barcode reader, optical disk reader, QR-reader
| BZ? |  | Juhtumit tajuv objekt | tajuv objekt, juhtumite või koguste mõttes | tajutavate juhtumite või koguste tüüp | Incident sensing object | sensing object for incidents or amounts | kind of incidents or amounts sensed
|  | BZA | Loendur | juhtumit tajuv objekt, juhtumite arvu tuvastamiseks, skalaarväljundiga |  | Counter | incident sensing object detecting the number of incidents, with scalar output
|  | BZB | Tajumis(läve) indikaator | juhtumit tajuv objekt, juhtumi tuvastamiseks, Boole´i väljundiga |  | Threshold detector | incident sensing object detecting an incident with Boolean output
|  | BZC | Isikuindikaator | juhtumit tajuv objekt, inimeste kohalolu tuvastamiseks, Boole´i väljundiga | kohalolekuindikaator | Person detector | incident sensing object detecting the presence of humans, with Boolean output | presence detector
|  | BZD | Aineindikaator | juhtumit tajuv objekt, ainete kohalolu tuvastamiseks, Boole´i väljundiga |  | Matter detector | incident sensing object detecting the presence of matters, with Boolean output
C?? |  |  | Talletav objekt | talletav ja järgnevalt vabastav objekt | salvestava objekti ja rakendatava meetodi tüüp | Storing object | object for storing for subsequent retrieval | kind of object being stored and the method applied
| CA? |  | Mahtuvuslik talletav objekt | talletav objekt, elektrienergiale elektrostaatilises väljas | rakendatava viisi tüüp | Capacitive storing object | storing object for electric energy within an electrostatic field | kind of method applied
|  | CAA | Kondensaator | mahtuvuslik talletav objekt, elektrilaengu mõttes |  | Capacitor | capacitive storing object for electric charge
| CB? |  | Induktiivne talletav objekt | talletav objekt, elektrienergiale elektromagnetväljas | rakendatava viisi tüüp | Inductive storing object | storing object for electric energy within an electromagnetic field | kind of method applied
|  | CBA | Induktor | induktiivne talletav objekt, induktiivlaengu mõttes |  | Inductor | inductive storing object for inductive charge
| CC? |  | Elektrokeemiline talletav objekt | talletav objekt, elektrienergiale elektrokeemilises materjalis | rakendatava viisi tüüp | Electrochemical storing object | storing object for electric energy within an electrochemical substance | kind of method applied
|  | CCA | Taaslaetav aku | elektrokeemiline talletav objekt, pööratavate reaktsioonide abil |  | Rechargeable battery | electrochemical storing object by reversible reactions
| CF? |  | Teavet talletav objekt | talletav objekt teabe mõttes | rakendatava viisi tüüp | Information storing object | storing object for information | kind of method applied
|  | CFA | Teabetalletusandmekandja | teavet talletav objekt, teabekandjal |  | Information storing media | information storing object on a carrier medium
| CL? |  | Avatud kohtkindel talletav objekt | talletav objekt ainetele või isikutele kohtkindlas avatud ümbrises | rakendatava viisi tüüp | Open stationary storing object | storing object for matters or persons within a stationary open enclosure | kind of method applied
|  | CLA | Bassein | avatud kohtkindel talletav objekt, vedelike ja/või gaaside mõttes | punker, tsistern, auk | Pool | open stationary storing object for fluids | bunker, cistern, pit
|  | CLB | Riiul | avatud kohtkindel talletav objekt, tahkete objektide mõttes |  | Shelf | open stationary storing object for solid objects
|  | CLC | Iste | avatud kohtkindel talletav objekt, isikute mõttes | voodi, tool, kušett | Seat | open stationary storing object for persons | bed, chair, couch
| CM? |  | Suletud kohtkindel talletav objekt | talletav objekt, ainetele kohtkindlas suletud ümbrises | talletatud ainete tüüp | Enclosed stationary storing object | storing object for matters within a stationary closed enclosure | kind of matters stored
|  | CMA | Tank | suletud kohtkindel objekt, vedelike ja/või gaaside mõttes |  | Tank | enclosed stationary storing object for fluids
|  | CMB | Karp | suletud kohtkindel objekt, tahkete ainete mõttes | vitriinkapp, puhvetkapp | Box | enclosed stationary storing object for solid matters | cabinet, cupboard
| CN? |  | Liigutatav talletav objekt | talletav objekt, ainetele või isikutele liigutatavas suletud ümbrises | talletatud ainete tüüp | Moveable storing object | storing object for matters or persons within a moveable closed enclosure | kind of matters stored
|  | CNA | Konteiner | liigutatav talletav objekt, tahkete ainete mõttes | pang, elevaatori kopp, ekskavaatori kopp, liftikabiin | Container | moveable storing object for solid matters or persons | bucket, elevator bucket, excavator bucket, lift car
|  | CNB | Gaasi balloon | liigutav talletav objekt, gaasi mõttes |  | Gas cylinder | moveable storing object for gas
|  | CNC | Vaat | liigutav talletav objekt, vedeliku mõttes |  | Drum | moveable storing object for liquid
| CP? |  | Soojusenergiat talletav objekt | talletav objekt, soojusenergia mõttes | soojusenergia tüüp | Thermal energy storing object | storing object of thermal energy | kind of thermal energy
|  | CPA | Vedelikumahuti | soojusenergiat talletav objekt, vedeliku abil | kalorifeer | Liquid Tank | thermal energy storing object of liquid | calorifier
|  | CPB | Gaasi mahuti | soojusenergiat talletav objekt, gaasi abil |  | Gas tank | thermal energy storing object of gas
|  | CPC | Tahke aine mahuti | soojusenergiat talletav objekt, tahke aine abil |  | Matter tank | thermal energy storing object of solid matter
|  | CPD | Kristalliseerumise mahuti | soojusenergiat talletav objekt, olekut muutva aine abil |  | Crystalline tank | thermal energy storing object of state changing material
| CQ? |  | Mehaanilist energiat talletav objekt | talletav objekt, mehaanilise energia mõttes | mehaanilise energia tüüp | Mechanical energy storing object | storing object of mechanical energy | kind of mechanical energy
|  | CQA | Hooratas | mehaanilist energiat talletav objekt, kineetilise energiana |  | Flywheel | mechanical energy storing object in the form of kinetic energy
|  | CQB | Vedru | mehaanilist energiat talletav objekt, elastsusenergiana | kummipael | Spring | mechanical energy storing object in the form of elastic energy | rubber band
|  | CQC | Vastukaal | mehaanilist energiat talletav objekt, gravitatsioonienergiana | kergitatud mass | Counterweight | mechanical energy storing object in the form of gravitational energy | elevated mass
E?? |  |  | Emiteeriv objekt | objekt emissiooni mõttes | emiteeritava objekti tüüp ja energiaallika tüüp | Emitting object | object for emitting | kind of object being emitted and kind of energy source
| EA? |  | Valgusobjekt | emiteeriv objekt, valguse mõttes | energiaallika tüüp | Light object | emitting object of light | kind of energy source
|  | EAA | Elektriline lamp | valgusobjekt, elektri abil | argoonlamp, elektroluminestsentsseadmed, fluorestsentslamp, fluorestsentstoru, lamp, lambipirn, laser, neoonlamp | Electric lamp | light object by electricity | argon lamp, electro luminescent devices, fluorescent lamp, fluorescent tube, lamp, lamp bulb, laser, neon lamp
|  | EAB | Gaasilamp | valgusobjekt, gaasi põletamise abil |  | Gas lamp | light object by gas combustion
|  | EAC | Vedelikulamp | valgusobjekt, vedeliku põletamise abil | parafiinlamp | Liqiud lamp | light object by liquid combustion | paraffin lamp
| EB? |  | Elektriline soojendav objekt | emiteeriv objekt, elektrienergia abil soojendamise mõttes | väljastusviisi tüüp | Electric heating object | emitting object of heat provided by electric energy | kind of delivery method
|  | EBA | Elektriline boiler | elektriline soojendav objekt, vedeliku abil kohale toimetav |  | Electric boiler | electric heating object delivered by fluid
|  | EBB | Elektriline soojendav pind | elektriline soojendav objekt, pinna abil kohale toimetav | küpsetusplaat, soojendusmatt, saun | Electric heating surface | electric heating object delivered by a surface | frying plate, heat mat, sauna
|  | EBC | Soojendav kaabel | elektriline soojendav objekt, kaabil abil kohale toimetav |  | Heating cable | electric heating object delivered by a cable
|  | EBD | Elektriline kuuma õhu puhur | elektriline soojendav objekt, sundõhuvoolu abil kohale toimetav |  | Electric hot air blower | electric heating object delivered by forced air
|  | EBE | Kaarsoojendusobjekt | elektriline soojendav objekt, elektrikaare abil kohale toimetav | elektrikaarahi | Arc heating object | electric heating object delivered by an electric arc | electric arc furnace
|  | EBF | Induktsioonsoojendi | elektriline soojendav objekt, voolu abil kohale toimetav | induktsioonahi | Induction heater | electric heating object delivered by a current flow | induction oven
|  | EBG | Infrapunasoojendi | elektriline soojendav objekt, infrapunakiirguse abil kohale toimetav |  | Infrared heater | electric heating object delivered by infrared radiation
|  | EBH | Elektriline ahi | elektriline soojendav objekt, ümbritsevate pindade abil kohale toimetav |  | Electric oven | electric heating object delivered by surrounding surfaces
| EC? |  | Elektriline jahutav objekt | emiteeriv objekt, elektrienergia abil jahutamise mõttes | viisi tüüp | Electric cooling object | emitting object of coldness provided by electric energy | kind of method
|  | ECA | Elektriline jahutav pind | elektriline jahutav objekt, jahutava pinna rakendamisega |  | Electric cooling surface | electric cooling object applying a cooling surface
|  | ECB | Elektriline külma õhu puhur | elektriline jahutav objekt, sundõhuvoolu rakendamisega |  | Electric cold air blower | electric cooling object applying forced air
|  | ECC | Kompressioonjahuti | elektriline jahutav objekt, faasimuutuse rakendamisega |  | Compression chiller | electric cooling object utilizing phase changing
| EE? |  | Juhtmevaba energia objekt | emiteeriv objekt, juhtmevaba energia mõttes | viisi tüüp | Wireless power object | emitting object of wireless power | kind of method
|  | EEA | Induktiivvõimsusantenn | juhtmevaba energia objekt, induktiivse sidestuse rakendamisega |  | Inductive power antenna | wireless power object utilizing inductive coupling
|  | EEB | Magnetron | juhtmevaba energia objekt, mikrolainete rakendamisega | maser, mikrolaineahi | Magnetron | wireless power object utilizing microwaves | maser, microwave oven
|  | EEC | Röntgenkiirguse allikas | juhtmevaba energia objekt, röntgenkiirte rakendamisega |  | X-ray source | wireless power object utilizing x-rays
|  | EED | Gammakiirguse allikas | juhtmevaba energia objekt, gammakiirte rakendamisega |  | Gamma ray source | wireless power object utilizing gamma rays
|  | EEE | Mahtuvuslik ühendus | juhtmevaba energia objekt, mahtuvusliku sidestuse rakendamisega |  | Capacitive coupler | wireless power object utilizing capacitive coupling
| EG? |  | Soojusenergiat üle kandev objekt | emiteeriv objekt, soojusülekande abil jahutamise või soojendamise mõttes | viisi tüüp | Thermal energy transfer object | emitting object of heat and coldness provided by transfer of thermal energy | kind of method
|  | EGA | Soojuspump | soojusenergiat ülekandev objekt, faasimuutuse rakendamisega | sügavkülmik, külmik, reefer, külmkonteiner, külmik, reversiivsoojuspump | Heat pump | thermal energy transfer object utilizing phase changing | freezer, fridge, reefer, refrigerated container, refrigerator, reversible heat pump
|  | EGB | Peltier' element | soojusenergiat ülekandev objekt, Peltier´ efekti rakendamisega |  | Peltier element | thermal energy transfer object utilizing Peltier effect
|  | EGC | Soojusvaheti | soojusenergiat ülekandav objekt, voolude vahel, vahematerjali teel |  | Heat exchanger | thermal energy transfer object between flows by means of an intermediate material
| EM? |  | Põletamisega soojendav objekt | emiteeriv objekt, põletamise abil soojendamise mõttes | soojendava objekti tüüp | Combustion heating object | emitting object of heat provided by combustion | kind of object heated
|  | EMA | Ahi | põletamisega soojendav objekt, ruumi soojendamiseks |  | Stove | combustion heating object for heating of space
|  | EMB | Põletamisboiler | põletamisega soojendav objekt, gaasi ja/või vedeliku soojendamisega |  | Combustion boiler | combustion heating object for heating of fluid
|  | EMC | Põleti | põletamisega soojendav objekt, tahke aine soojendamiseks |  | Burner | combustion heating object for heating of solid matter
| EP? |  | Soojuslik soojendav objekt | emiteeriv objekt, soojusenergia abil soojendamise mõttes | viisi tüüp | Thermal heating object | emitting object of heat provided by thermal energy | kind of method
|  | EPA | Soojendav pind | soojuslik soojendav objekt, läbistava soojendatud pinna abil kohale toimetav |  | Heating surface | thermal heating object delivered by a permeable heated surface
|  | EPB | Soojendav toru | soojuslik soojendav objekt, soojendatud gaasi ja/või vedeliku abil kohale toimetav | soojendusspiraal, küttetoru | Heating tube | thermal heating object delivered by heated fluid | heating coil, heating pipe
|  | EPC | Soojendav paneel | soojuslik soojendav objekt, mitteläbistava soojendatud pinna abil kohale toimetav | kondensaator, radiaator | Heating panel | thermal heating object delivered by a non-permeable heated surface | condenser, radiator
|  | EPD | Kuuma õhu puhur | soojuslik soojendav objekt, sundõhuvoolu abil kohale toimetav |  | Hot air blower | thermal heating object delivered by forced air
| EQ? |  | Soojuslik jahutav objekt | emiteeriv objekt, soojusenergia abil jahutamise mõttes | viisi tüüp | Thermal cooling object | emitting object of coldness provided by thermal energy | kind of method
|  | EQA | Jahutav pind | soojuslik jahutav objekt, läbistava külma pinna rakendamisega |  | Cooling surface | thermal cooling object applying a permeable cold surface
|  | EQB | Jahutuspaneel | soojuslik jahutav objekt, mitteläbistatava külma pinna rakendamisega | kondensaator, jahutustorn, aurusti | Cooling panel | thermal cooling object applying a non-permeable cold surface | condenser, cooling tower, evaporator
|  | EQC | Õhkjahuti | soojuslik jahutav objekt, sundõhuvoolu rakendamisega |  | Chiller | thermal cooling object applying forced air
|  | EQD | Vedelikjahuti | soojuslik jahutav objekt, külma gaasi ja/või vedeliku rakendamisega |  | Cooler | thermal cooling object providing cold fluid
|  | EQE | Jahutustoru | soojuslik jahutav objekt, jahutatud vedeliku rakendamisega, torudes | jahutusspiraal, jahutustoru | Cooling tube | thermal cooling object applying chilled liquid in tubes | cooling coil, cooling pipe
| ET? |  | Tuumaenergiaga soojendav objekt | emiteeriv objekt, tuumalõhustamise abil soojendamise mõttes | väljundi tüüp | Nuclear powered heating object | emitting object of heat provided by nuclear fission | kind of output
|  | ETA | Kuuma vee reaktor | tuumaenergiaga soojendav objekt, kuuma vee pakkumiseks |  | Boiling water reactor | nuclear powered heating object providing hot water
|  | ETB | Survealuse vee reaktor | tuumaenergiaga soojendav objekt, auru pakkumiseks |  | Pressurized water reactor | nuclear powered heating object providing steam fluid
|  | ETC | Kõrge temperatuuriga gaasiga jahutatav reaktor | tuumaenergiaga soojendav objekt, kuuma gaasi pakkumiseks | veeriskihtreaktor | High-temperature gas-cooled reactor | nuclear powered heating object providing hot gas | pebble bed reactor
| EU? |  | Osakesi emiteeriv objekt | emiteeriv objekt, subatomaarsete osakeste mõttes | viisi tüüp | Particle emitting object | emitting object of sub-atomic particles | kind of method
|  | EUA | Plasma generaator | osakesi emiteeriv objekt, ioniseerituna |  | Plasma generator | particle emitting object being ionized
|  | EUB | Osakese generaator | osakesi emiteeriv objekt, ioniseerimata | alfakiirgusseade, beetakiirgusseade, neutronkiirgusseade | Particle generator | particle emitting object being non-ionized | alpha-ray device, beta-ray device, neutron-ray device
| EV? |  | Helilaineid emiteeriv objekt | emiteeriv objekt, helilainete mõttes | viisi tüüp | Acoustic wave emitting object | emitting object of acoustic waves | kind of method
|  | EVA | Sonar | helilaineid emiteeriv objekt, ultrahelisagedusi rakendav |  | Sonar | acoustic wave emitting object utilizing ultrasonic frequencies
|  | EVB | Mürasummutuskõlar | helilaineid emiteeriv objekt, helisagedusi rakendav, müra summutamise mõttes |  | Anti-noise loudspeaker | acoustic wave emitting object utilizing audible frequencies for noise cancellation
F?? |  |  | Kaitsev objekt | objekt kaitsmaks ohtlike mõjude või soovimatute tingimuste eest | allika tüüp | Protecting object | object for protecting against the effects of dangerous or undesirable conditions | kind of source
| FA? |  | Liigpinge eest kaitsev objekt | kaitsev objekt, liigpingetega seotud | rakendatava viisi tüüp | Overvoltage protecting object | protecting object related to overvoltages | kind of method applied
|  | FAA | Sädevahemikliigpingepiirik | liigpinge eest kaitsev objekt, sädevahemiku abil | piirik | Spark gap surge arrester | overvoltage protecting object by a spark gap | limiter
|  | FAB | Varistorliigpingepiirik | liigpinge eest kaitsev objekt, varistori abil | piirik | Varistor surge arrester | overvoltage protecting object by a varistor | limiter
|  | FAC | Stabilitron | liigpinge eest kaitsev objekt, stabilitroni abil | piirik | Zener diode | overvoltage protecting object by a zener diode | limiter
|  | FAD | Impulsspingelaine summuti | liigpinge eest kaitsev objekt, impulsspingelaine neelamise abil |  | Surge absorber | overvoltage protecting object by surge absorption
| FB? |  | Maaühendusvoolu eest kaitsev objekt | kaitsev objekt, maaühendusvooluga seotud | rakendatava viisi tüüp | Earth fault current protecting object | protecting object related to earth fault currents | kind of method applied
|  | FBA | Rikkevooluaparaat | maaühendusvoolu eest kaitsev objekt, mis jälgib elektrivõrku ja lülitub maaühendusvoolude korral välja | rikkevoolukaitselüliti (RCCB), appliance leakge current interrupter (ALCI), earth fault leakage breaker, earth-leakage circuit-breaker (ELCB), ground fault circuit interrupter (GFCI), ground fault interrupter (GFI) | Residual current device | earth fault current protecting object that monitors an electric network and switches off in the event of earth fault currents | appliance leakage current interrupter (ALCI), earth fault leakage breaker, earth-leakage circuit-breaker (ELCB), ground fault circuit interrupter (GFCI), ground fault interrupter (GFI), residual current circuit breaker (RCCB)
|  | FBB | Neutraali maandamise piirik | maaühendusvoolu eest kaitsev objekt, mis piirab maaühendusvoolu väärtust | neutraali maandusreaktor, neutraali maandus(näiv)takistus, Peterseni pool | Neutral earthing limiter | earth fault current protecting object that limits the value of an earth fault current | neutral earthing reactor, neutral earthing impedance, Petersen coil
| FC? |  | Liigvoolu eest kaitsev objekt | kaitsev objekt, liigvooludega seotud | rakendatava viisi tüüp | Overcurrent protecting object | protecting object related to overcurrents | kind of method applied
|  | FCA | Sular | liigvoolu eest kaitsev objekt, mis sulades avab ahela, millesse ta kuulub, lahutades voolu, kui see piisava aja kestel ületab seatud väärtuse |  | Fuse | overcurrent protecting object that by fusing opens the circuit in which it is inserted by breaking the current when this exceeds a given value for a sufficient time
|  | FCB | Väikekaitselüliti | liigvoolu eest kaitsev objekt, mis on võimeline voolu sisse lülitama, juhtima ja välja lülitama ahela normaaltalitluses ning voolu sisse lülitama, sätestatud aja kestel juhtima ja automaatselt välja lülitama ahela sätestatud anomaaltalitluses (see liik on ette nähtud kasutamiseks kaitselülitites, näiteks standardisarjas IEC 60898 määratletud nõuetele vastavad lülitid) |  | Miniature circuit-breaker | overcurrent protecting object capable of making, carrying and breaking currents under normal circuit conditions and also making, carrying for a specified time, and automatically breaking currents under specified abnormal circuit conditions (this class is intended for circuit-breakers such as those defined in accordance with IEC 60898 series)
|  | FCC | Bimetall | liigvoolu eest kaitsev objekt, mis avab ahela, millesse ta kuulub, katkestades voolu, kui see piisava aja kestel ületab seatud väärtuse | bimetallkaitselüliti, liigvoolutermokaitse, termiline liigvoolurelee | Bimetal | overcurrent protecting object that opens the circuit in which it is inserted by interrupting the current when this exceeds a given value for a sufficient time | bimetal circuit-breaker, overload thermal release, thermal overload relay
| FE? |  | Välja eest kaitsev objekt | kaitsev objekt, elektri ja/või magnetväljaga seotud | rakendatava viisi tüüp | Field protecting object | protecting object related to electric and/or magnetic fields | kind of method applied
|  | FEA | Elektrivälja ekraan | välja eest kaitsev objekt, elektriväljade mõttes | Faraday puur | Electric field shield | field protecting object of electric fields | Faraday cage
|  | FEB | Magnetvälja ekraan | välja eest kaitsev objekt, magnetväljade mõttes | müü-metallvarjestus (püsi- või madalsageduslike magnetväljade eest) | Magnetic field shield | field protecting object of magnetic fields | Mu-metal shielding (against static or low-frequency magnetic fields)
|  | FEC | Elektromagnetvälja ekraan | välja eest kaitsev objekt, elektromagnetväljade mõttes | betoonsein, Faraday puur, pliist tõke, metall-lehed | Electromagnetic field shield | field protecting object of electromagnetic fields | concrete wall, Faraday cage, lead block, metal sheets
| FL? |  | Rõhu eest kaitsev objekt | kaitsev objekt, rõhuga seotud | rõhu tüüp | Pressure protecting object | protecting object related to pressure | kind of pressure
|  | FLA | Ohutusventiil | rõhu eest kaitsev objekt, vabastades auru või vedelikku, kui rõhk ületab seatud piirväärtuse |  | Safety valve | pressure protecting object releasing steam or liquid when the pressure exceeds a set limit value
|  | FLB | Ohutussummuti | rõhu eest kaitsev objekt, avades või sulgedes õhuvoolu, kui rõhk on seatud piirväärtusest suurem või väiksem |  | Safety damper | pressure protecting object opening or closing an air flow when the pressure is above or below a set limit value
|  | FLC | Vaakumi katkesti | rõhu eest kaitsev objekt, vaakumit vältiv |  | Vacuum breaker | pressure protecting object preventing vacuum
|  | FLD | Rebenev tihend | rõhu eest kaitsev objekt, mis puruneb pöördumatult avatuks ülemäärase rõhuerinevuse korral |  | Rupture disc | pressure protecting object that breaks open irreversibly in the event of excessive pressure difference
|  | FLE | Paisumispaak | rõhu eest kaitsev objekt, ruumi paisumise abil | paisumisanum | Expansion tank | pressure protecting object provided by a volume expansion | expansion vessel
| FM? |  | Tule eest kaitsev objekt | kaitsev objekt, tulega seotud | rakendatava viisi ja rakendumise põhjuse tüüp | Fire protecting object | protecting object related to fire | kind of method applied and cause for activation
|  | FMA | Tulesiiber | tule eest kaitsev objekt, õhu voolu sulgev, tule tuvastamise korral |  | Fire damper | fire protecting object closing an air flow on detection of fire
|  | FMB | Suitsusiiber | tule eest kaitsev objekt, õhu voolu sulgev, suitsu tuvastamise korral |  | Flue damper | fire protecting object opening or closing an air flow on detection of smoke
|  | FMC | Tule-suitsusiiber | tule eest kaitsev objekt, õhu voolu sulgev, suitsu ja/või tule tuvastmise korral |  | Fire-and-flue damper | fire protecting object closing an air flow on detection of smoke and/or fire
|  | FMD | Tulekustuti | tule eest kaitsev objekt, käsitsi rakendatav |  | Fire extinguisher | fire protecting object for manual operation
|  | FME | Tulekardin | tule eest kaitsev objekt, läbipääsu sulgev, suitsu ja/või tule levimise vältimise mõttes |  | Fire blind | fire protecting object closing a passage for preventing spread of smoke and/or fire
|  | FMF | Suitsukardin | tule eest kaitsev objekt, ala suitsutsoonideks jagav |  | Smoke curtain | fire protecting object dividing an area into smoke zones
|  | FMG | Suitsusulgur | tule eest kaitsev objekt, ava sulgev, levimise vältimise mõttes |  | Smoke closure | fire protecting object closing a hole for preventing spread of fire
|  | FMH | Tuleisolatsioon | tule eest kaitsev objekt, pinnakatte abil |  | Fire insulation | fire protecting object by a surface cover
|  | FMJ | Tuld aeglustav kattekiht | tule eest kaitsev objekt, pinnakihi abil | tulekaitse-kattekiht | Fire retardant coating | fire protecting object by a surface coating | fire protecting coating
|  | FMK | Tuleimmutus | tule eest kaitsev objekt, immutamise abil |  | Fire impregnation | fire protecting object by impregnation
| FN? |  | Mehaanilise jõu eest kaitsev objekt | kaitsev objekt, mehaanilise jõuga seotud | rakendatava viisi tüüp | Mechanical force protecting object | protecting object related to mechanical force | kind of method applied
|  | FNA | Ohutussidur | mehaanilise jõu eest kaitsev objekt, võimaldades lahtiühendamist, kui vääne muutub liialt tugevaks |  | Safety clutch | mechanical force protecting object providing a disconnection when a torque becomes too high
|  | FNB | Löögi kaitse | mehaanilise jõu eest kaitsev objekt, lööki summutav | kaablikaitse | Impact protection | mechanical force protecting object absorbing impact | cable protection
| FQ? |  | Takistav kaitsev objekt | kaitsev objekt, piirde või takistuse abil | takistuse otstarbe tüüp | Preventive protecting object | protecting object by barrier or obstacle | kind of purpose of the prevention
|  | FQA | Kaitsevõrk (võrgusilm) | takistav kaitsev objekt, objektide läbimise eest | kaitsevõre | Protective mesh | preventive protecting object against objects passing | protective grid
|  | FQB | Liuglemiskaitse | takistav kaitsev objekt, objektide või ainete läbimise või triivimise eest | lumetõke | Glide protection | preventive protecting object against objects or matter sliding or drifting | snow guard
|  | FQC | Kaitsevarras | takistav kaitsev objekt, kukkumise eest | käsipuu, rippkaitsetõke | Protective rod | preventive protecting object against falling | handrail, suspension guard
|  | FQD | Kaitsereeling | takistav kaitsev objekt, välja kukkumise või kokkupõrke eest | kaitsereeling, kaitsekatus | Protective rail | preventive protecting object against falling out or colliding | guard rail, protective roof
|  | FQE | Kaitsekangas | takistav kaitsev objekt, füüsilise läbistamise eest |  | Protective fabric | preventive protecting object against physical penetration
|  | FQF | Pimestamiskaitse | takistav kaitsev objekt, pimestamise eest |  | Glare protection | preventive protecting object against glare
|  | FQG | Pritsimiskaitse | takistav kaitsev objekt, pritsimise eest |  | Splatter protection | preventive protecting object against splatter
|  | FQH | Purustamiskaitse | takistav kaitsev objekt, käsitsi purustamise eest |  | Break protection | preventive protecting object against manual breakage
|  | FQJ | Luku katte luuk | takistav kaitsev objekt, luku käsitsi avamise eest |  | Lock hatch cover | preventive protecting object against manual unlocking
| FR? |  | Kulumise eest kaitsev objekt | kaitsev objekt, materjali erosiooniga seotud | rakendatava viisi tüüp | Wear protection object | protecting object related to material erosion | kind of method applied
|  | FRA | Libestamisobjekt | kulumise eest kaitsev objekt, objektide vahele vedela materjali pakkumiseks | määrdeõli | Lubrication object | wear protection object providing liquid material between objects | lubricating oil
|  | FRB | Kulumispadi | kulumise eest kaitsev objekt, objektide vahele tahke materjali pakkumiseks |  | Wear pad | wear protection object providing a solid separating material between objects
| FS? |  | Keskkonna eest kaitsev objekt | kaitsev objekt, kohaliku keskkonnaga seotud | rakendatava viisi tüüp | Environment protecting object | protecting object related to the local environment | kind of method applied
|  | FSA | Krohv | keskkonna eest kaitsev objekt, teist objekti katva tahkunud pastakihi kujul | tsement, mört | Plaster | environment protecting object in the form of a solidified paste layer covering another object | cement, mortar
|  | FSB | Värv | keskkonna eest kaitsev objekt, teise objekti pinnal oleva kõvenenud vedeliku kujul |  | Paint | environment protecting object in the form of a hardened liquid film on the surface of another object
|  | FSC | Immutus | keskkonna eest kaitsev objekt tekitatud või peale kantud vedeliku kujul, muutes objekti vastupidavaks välisel põhjusel lagunemisele või purunemisele | impregneerleht | Impregnation | environment protecting object in the form of an applied or induced liquid making the object resistant to externally induced decay or destruction | impregnation sheet
|  | FSD | Varjend | keskkonna eest kaitsev objekt, klimaatiliste mõjude eest varjendi pakkumiseks | laviinivarje, maja, põhtja, lumetõke | Shelter | environment protecting object providing shelter against climatic effects | avalanche shed, house, shed, snow guard
|  | FSE | Seismiline vibratsiooni juhtimise seade | keskkonna eest kaitsev objekt, vibratsiooni ohje kujul |  | Seismic vibration control device | environment protecting object in the form of vibration control
|  | FSF | Korrosioonikaitse | keskkonna eest kaitsev objekt, metalli oksüdeerumise kujul | katoodikaitse, ohverdusanood | Corrosion protection | environment protection object in the form of oxidation of metal | cathodic protection, sacrificial anode
|  | FSG | Kaitsetihend | keskkonna eest kaitsev objekt, teise objekti pinnal, tihendi kujul |  | Protective seal | environment protecting object in the form of a seal on the surface of another object
|  | FSH | Materjali eraldav kiht | keskkonna eest kaitsev objekt, kapillaarmõju katkestava kihi kujul |  | Material separating layer | environment protecting object in the form of a capillary action breaking layer
G?? |  |  | Genereeriv objekt | objekt juhtiva voolu pakkumiseks | voolava objekti tüüp ja allika tüüp | Generating object | object for providing a controllable flow | kind of object flowing and kind of source
| GA? |  | Mehaanilisest energiast elektrienergiat genereeriv objekt | genereeriv objekt, elektrienergiale, mehaanilise energia abil | pinge ja voolu tüüp | Mechanical to electrical energy generating object | generating object of electric energy powered by mechanical energy | kind of voltage and current form
|  | GAA | Vahelduvvoolu generaator | mehaanilisest energiast vahelduvvoolu-elektrienergiat genereeriv objekt | generaator | AC generator | mechanical to electrical energy generating object of alternating current | generator
|  | GAB | Alalisvoolu generaator | mehaanilisest energiast alalisvoolu-elektrienergiat genereeriv objekt | dünamo, generaator | DC generator | mechanical to electrical energy generating object of direct current | dynamo, generator
| GB? |  | Keemilisest energiast elektrienergiat genereeriv objekt | genereeriv objekt, elektrienergiale, keemilise reaktsiooni abil | rakendatava allika viisi tüüp | Chemical to electrical energy generating object | generating object of electric energy powered by chemical reaction | kind of source method applied
|  | GBA | Elektriline patarei | keemilisest energiast elektrienergiat genereeriv objekt, taastumatust allikast | patarei | Electric battery | Chemical to electrical energy generating object from a non-renewable source | battery
|  | GBB | Kütuseelement | keemilisest energiast elektrienergiat genereeriv objekt, pideva kütuse ja oksüdeerijaga toitega |  | Fuel cell | Chemical to electrical energy generating object continuously fed by fuel and oxidant
| GC? |  | Päikeseenergiast elektrienergiat genereeriv objekt | genereeriv objekt, elektrienergiale päikeseenergiast | rakendatava viisi tüüp | Solar to electrical energy generating object | generating object of electric energy from solar energy | kind of method applied
|  | GCA | Kristalliline fotogalvaaniline moodul | päikeseenergiast elektrienergiat genereeriv objekt, rakendades pooljuhtplaadi pooljuhtivat materjali | päikeseelement | Crystalline photovoltaic module | Solar to electrical energy generating object utilizing wafer based semiconducting material | solar cell
|  | GCB | Kilematerjalist fotogalvaaniline moodul | päikeseenergiast elektrienergiat genereeriv objekt, rakendades kilematerjali | päikeseelement | Thin film photovoltaic module | Solar to electrical energy generating object utilizing thin film material | solar cell
| GF? |  | Signaali genereeriv objekt | genereeriv objekt, teabekandja signaali mõttes | allika jaotusviisi tüüp | Signal generating object | generating object of signals for carrier of information | kind of source distribution method
|  | GFA | Elektromagnetilise laine saatja | signaali genereeriv objekt, elektromagnetlainetena | lasersaatja, raadiolainesaatja, televisioonijaam | Electromagnetic wave transmitter | signal generating object by electromagnetic waves | laser transmitter, radio-wave transmitter, television station
|  | GFB | Signaali generaator | signaali genereeriv objekt, juhtmete kaudu |  | Signal generator | signal generating object by wires
| GL? |  | Pideva ülekandega objekt | genereeriv objekt, ühikute mõttes, pidevalt | ainete suund ja kogus | Continuous transfer object | generating object continuously of items | direction and size of matters
|  | GLA | Lintkonveier | pideva ülekandega objekt, lindil | konveierilint | Belt conveyer | continuous transfer object on a belt | conveyer belt
|  | GLB | Kettkonveier | pideva ülekandega objekt, ketil |  | Chain conveyer | continuous transfer object on a chain
|  | GLC | Rullkonveier | pideva ülekandega objekt, rullidel |  | Roller conveyer | continuous transfer object on rollers
|  | GLD | Tigukonveier | pideva ülekandega objekt, teo abil |  | Screw conveyer | continuous transfer object propelled by a screw
|  | GLE | Eskalaator | pideva ülekandega objekt, astmete ahelaga |  | Escalator | continuous transfer object consisting of a chain of steps
|  | GLF | Konveierlift | pideva ülekandega objekt, konteinerite ahelaga |  | Paternoster | continuous transfer object consisting of chain of containers
|  | GLG | Vibrokonveier | pideva ülekandega objekt, vibreerival pinnal |  | Vibrating conveyor | continuous transfer object on a vibrating surface
| GM? |  | Tsüklilise ülekandega objekt | genereeriv objekt, ühikute mõttes, katkendlikult | rakendatava viisi tüüp | Discontinuous transfer object | generating object discontinuously of items | kind of method applied
|  | GMA | Vagun | tsüklilise ülekandega objekt, rõhtsalt |  | Wagon | discontinuous transfer object horizontally
|  | GMB | Lift | tsüklilise ülekandega objekt, püstselt | tõstuk | Elevator | discontinuous transfer object vertically | hoist
|  | GMC | Kraana | tsüklilise ülekandega objekt, objekte püstselt ja/või rõhtsalt tõstev ja liigutav |  | Crane | discontinuous transfer object lifting and moving objects vertically and/or horizontally
|  | GMD | Aluselepakkija | tsüklilise ülekandega objekt, objekte kokku paigutav | virnastaja | Palletizer | discontinuous transfer object placing objects together | stacker
|  | GME | Pöördlaud | tsüklilise ülekandega objekt, edastatud voolu pöörav |  | Turntable | discontinuous transfer object turning a conveyed flow
|  | GMF | Vibrosöötur | tsüklilise ülekandega objekt, liigutades objekte sirgevooluna, väristades |  | Vibrating feeder | discontinuous transfer object moving objects in a linear flow by vibrating
| GP? |  | Vedeliku voolu genereeriv objekt | genereeriv objekt, vedeliku mõttes | rakendatava viisi tüüp | Liquid flow generating object | generating object of liquid | kind of method applied
|  | GPA | Tööruumi suurendamisega pump | vedeliku voolu genereeriv objekt, sisse võetud vedeliku tühjendamise poolele sundimise teel | rull-pump, kolbpump, hammasrataspump, kruvipump, vaakumpump | Positive displacement pump | liquid flow generating object by forcing trapped liquid to the discharge side | peristaltic pump, piston pump, rotary gear pump, screw pump, vacuum pump
|  | GPB | Vedeliku pump | vedeliku voolu genereeriv objekt, mehaanilise liikumise kaudu voolu kiiruse tõstmise abil | ringlustelgpump, tsentrifugaalpump, labaratas, ringlustsentrifugaalpump, vaakumpump | Liquid velocity pump | liquid flow generating object by increasing the flow velocity through mechanical motion | axial flow circulation pump, centrifugal pump, impeller, radial-flow circulation pump, vacuum pump
|  | GPC | Vesioinas | vedeliku voolu genereeriv objekt, sisendvoolu kineetilise energia väljundvoolule ülekandmise teel |  | Hydraulic ram pump | liquid flow generating object by transferring the kinetic energy of an input flow to an output flow
|  | GPD | Lubrikaator | vedeliku voolu genereeriv objekt, potentsiaalse energia gravitatsiooni abil kineetiliseks energiaks muundumise teel | õlitaja | Lubricator | liquid flow generating object by converting potential energy to kinetic energy by gravity | oiler
| GQ? |  | Gaasilist voolu genereeriv objekt | genereeriv objekt, gaasi mõttes | voolu genereerimisviisi tüüp | Gaseous flow generating object | generating object of gas | kind of flow generating method
|  | GQA | Gaasi kompressor | gaasilist voolu genereeriv objekt, sisse võetud gaasi tühjendamise poolele sundimise teel |  | Gas compressor | gaseous flow generating object by forcing trapped gas to the discharge side
|  | GQB | Mehaaniline ventilaator | gaasilist voolu genereeriv objekt, mehaanilise liikumise kaudu voolu kiiruse tõstmise teel | õhkkardin, suletud propelleriga ventilaator, kaitsmata tiivikuga ventilaator, tangentsiaalventilaator | Mechanical fan | gaseous flow generating object by increasing the flow velocity through mechanical motion | air curtain, closed propeller fan, open propeller fan, propeller, squirrel cage fan, ventilator
|  | GQC | Gaasi jugapump | gaasilist voolu genereeriv objekt, sisendvoolu kineetilise energia väljundvoolule ülekandmise teel |  | Gas ejector | gaseous flow generating object by transferring the kinetic energy of an input flow to an output flow
| GR? |  | Päikeseenergiast soojusenergiat genereeriv objekt | genereeriv objekt, soojusenergiat päikeseenergiast | rakendatava viisi tüüp | Solar to thermal energy generating object | generating object of thermal energy from solar energy | kind of method applied
|  | GRA | Päikesepaneel | päikeseenergiast soojusenergiat genereeriv objekt, gaasi ja/või vedeliku soojuslikuks vooluks | päikesepaneel lamedal alusel | Solar panel | solar to thermal energy generating object into a fluid thermal flow | flatbed solar panel
|  | GRB | Päikesetorn | päikeseenergiast soojusenergiat genereeriv objekt, gaasi ja/või vedeliku voolu genereerides |  | Solar tower | solar to thermal energy generating object generating a fluid flow
H?? |  |  | Ainet töötlev objekt | objekt aine käsitlemiseks | rakendatava viisi tüüp | Matter processing object | object for treating matter | kind of method applied
| HJ? |  | Esmaselt vormiv objekt | ainet töötlev objekt, esmase vormimise mõttes | materjali lähteoleku tüüp | Primary forming object | matter processing object by primary forming | kind of initial material state
|  | HJA | Valamistööriist | esmaselt vormiv objekt, aine vedelast lähteolekust | 3D-printer | Casting tool | primary forming object from liquid initial material state | 3D-printer
|  | HJB | Press | esmaselt vormiv objekt, aine tahkest lähteolekust | 3D-printer, laastuplaadipress, press, paagutuspress | Press | primary forming object from solid matter initial material state | 3D-printer, chipboard press, sintering press
| HK? |  | Pinda töötlev objekt | ainet töötlev objekt, pinnatöötluse mõttes | rakendatava viisi tüüp | Surface treatment object | matter processing object for surface treatment | kind of method applied
|  | HKA | Pinna ettevalmistamise masin | pinda töötlev objekt, ettevalmistamise teel | nõudepesumasin, tolmuimeja, piserdi, ultrahelirasvatustaja, aururasvatustaja, tuuleklaasikojamees | Surface preparation machine | surface treatment object by preparation | dishwasher, hoover, shower, ultrasonic degreaser, vapour degreaser, window wiper
|  | HKB | Pinna muutmise masin | pinda töötlev objekt, muutmise teel | haljastamismasin, haamerdustasandusmasin, poleerija, liivapaber, traathari | Surface modification machine | surface treatment object by modification | burnishing machine, hammer peening machine, polisher, sand paper, wire brush
|  | HKC | Pinna kattekihi lisamise masin | pinda töötlev objekt, kihiga katmise teel | õhkpüstolpihusti, anodeerija, elektrostaatiline kattekihi lisamise masin, õlikihimasin | Surface coating machine | surface treatment object by coating | air gun sprayer, anodizer, electrostatic coating machine, oil-coating machine
| HL? |  | Koostav objekt | ainet töötlev objekt, ühendamise või koostamise mõttes | rakendatava viisi tüüp | Assembling object | matter processing object by joining or assembling | kind of method
|  | HLA | Koosterobot | koostav objekt, füüsilise koostamise mõttes |  | Assembly robot | assembling object by physical assembly
|  | HLB | Mehaaniline ühendusmasin | koostav objekt, mehaanilise ühendamise mõttes | voltimismasin, friktsioonkeevitus (inertsiaalkeevitus), (külm)presskeevitus, ultrahelikeevitus | Mechanical joining machine | assembling object by mechanical joining | crimping machine, friction inertial welder, pressure cold welder, ultrasonic welder
|  | HLC | Termokeevitusmasin | koostav objekt, soojusliku ühendamise mõttes | elektrikaarkeevitus, induktsioonkõvajootemasin, jootemasin | Thermal welding machine | assembling object by thermal joining | electric arc welder, induction brazing machine, soldering machine
|  | HLD | Keemiline ühendamismasin | koostav objekt, keemilise ühendamise mõttes | liimimismasin | Chemical joining machine | assembling object by chemical joining | gluing machine
| HM? |  | Jõu abil eraldav objekt | ainet töötlev objekt, segatud ainete eraldamiseks, jõu abil | rakendatava viisi tüüp | Force separating object | matter processing object by separating mixed substances by force | kind of method applied
|  | HMA | Settimistank | jõu abil eraldav objekt, gravitatsiooni abil, osakeste mõttes |  | Settling tank | force separating object of particles by gravity
|  | HMB | Tsentrifuug | jõu abil eraldav objekt, pöörlevas kambris pöörlemise abil, ainete mõttes |  | Centrifuge | force separating object of substances by rotation in a rotating chamber
|  | HMC | Tsüklon | jõu abil eraldav objekt, kinnitatud kambris pöörlemise abil, ainete mõttes | hydrocyclone | Cyclone | force separating object of substances by rotation in a fixed chamber | hydrocyclone
| HP? |  | Termiliselt eraldav objekt | ainet töötlev objekt, segatud ainete eraldamiseks, termiliselt | rakendatav termilise eraldusviisi tüüp | Thermal separating object | matter processing object by thermally separating mixed substances | kind of thermal separating method applied
|  | HPA | Kuivati | termiliselt eraldav objekt, niiskust eemaldav |  | Dryer | thermal separating object removing moisture
|  | HPB | Destilleerimiskolonn | termiliselt eraldav objekt, vedelikust auru tekitav | destillaator, aurusti | Distillation column | thermal separating object generating the vaporized aggregation of a liquid | distiller, evaporator
| HQ? |  | Mehaaniliselt eraldav objekt | ainet töötlev objekt, segatud ainete eraldamiseks, mehaaniliselt | rakendatav mehaanilise eraldamise viisi tüüp | Mechanical separating object | matter processing object by mechanically separating mixed substances | kind of mechanical separating method applied
|  | HQA | Vahukulp | mehaaniliselt eraldav objekt, vedeliku pinnalt aine eemaldamise teel |  | Skimmer | mechanical separating object by removing substance from the surface of a liquid
|  | HQB | Eraldamisvõre | mehaaniliselt eraldav objekt, osakeste mõttes, nende suuruse ja/või kuju põhjal | kottfilter, filter, reha, kott | Separation grate | mechanical separating object of particles based on their size and/or shape | bag filter, filter, rake, sack
| HR? |  | Elektriliselt või magnetiliselt eraldav objekt | ainet töötlev objekt, segatud ainete eraldamiseks, elektromagnetiliselt | rakendatava viisi tüüp | Electric or magnetic separating object | matter processing object by electromagnetically separating mixed substances | kind of method applied
|  | HRA | Elektrostaatiline eraldaja | elektriliselt või magnetiliselt eraldav objekt, elektrivälja rakendav | elektrostaatiline filter | Electrostatic separator | electric or magnetic separating object utilising an electric field | electrostatic filter
|  | HRB | Magnetiline eraldaja | elektriliselt või magnetiliselt eraldav objekt, magnetvälja rakendav |  | Magnetic separator | electric or magnetic separating object separating object utilising a magnetic field
| HS? |  | Keemiliselt eraldav objekt | ainet töötlev objekt, segatud ainete eraldamiseks, keemiliselt | rakendatava viisi tüüp | Chemical separating object | matter processing object by chemically separating mixed substances | kind of method applied
|  | HSA | Ioonvaheti | keemiliselt eraldav objekt, ioonide vahetamist rakendav | elektrolüüsivann | Ion exchanger | chemical separating object utilising exchange of ions | electrolyser
|  | HSB | Absorber | keemiliselt eraldav objekt, absorptsiooni rakendav | absorptsioonpesur | Absorber | chemical separating object utilising absorption | absorption washer
|  | HSC | Adsorber | keemiliselt eraldav objekt, adsorptsiooni rakendav |  | Adsorber | chemical separating object utilising adsorption
| HU? |  | Lihviv ja purustav objekt | ainet töötlev objekt, tahke materjali pakkumiseks väiksemal kujul | rakendatava sorteerimisviisi tüüp | Grinding and crushing object | matter processing object providing smaller forms of solid material | kind of sorting method applied
|  | HUA | Lõikur | lihviv ja purustav objekt, pehme, keskmiselt kõva, kiulise ja sitke aine mõttes | prügipurusti | Cutter | grinding and crushing object for soft, medium-hard, fibrous and tough matter | waste grinder
|  | HUB | Veski | lihviv ja purustav objekt, osade täpsesse mõõtu töötlemise ja täpse kuju andmise mõttes | jahuveski, vesiveski | Mill | grinding and crushing object for machining parts into precise sizes and shapes | flour mill, water mill
|  | HUC | Purusti | lihviv ja purustav objekt, kivimi tüüpi | kivipurusti | Crusher | grinding and crushing object of rock kind | stone crusher
| HV? |  | Aglomeeriv objekt | ainet töötlev objekt, ainete pakkumiseks suuremal kujul | rakendatava ühendamise viisi tüüp | Agglomerating object | matter processing object providing larger forms of substances | kind of assembly method applied
|  | HVA | Pelletimasin | aglomeeriv objekt, materjali tombuks kokku suruv või vormiv |  | Pelletizer | agglomerating object compressing or moulding a material into the shape of a pellet
|  | HVB | Flokulaator | aglomeeriv objekt, suspensioonist kolloidil helbe või nuti kujul eraldumist võimaldav (protsess) | flokulatsiooniaparaat | Flocculator | agglomerating object enabling (a process wherein) colloids to come out of suspension in the form of floc or flake | flocculation apparatus
| HW? |  | Segav objekt | ainet töötlev objekt, eri aineid segav | rakendatava viisi tüüp | Mixing object | matter processing object mixing different substances | kind of method applied
|  | HWA | Mikser | segav objekt, uue omadusega ainet pakkuv, erinevaid aineid segades | tainasegaja | Mixer | mixing object that provides a new property substance from different substances | kneader
|  | HWB | Niisuti | segav objekt, niisket gaasilist ainet pakkuv |  | Humidifier | mixing object providing humid gaseous substance
| HX? |  | Reaktsiooniobjekt | ainet töötlev objekt, uut materjali pakkuv, keemilise või bioloogilise reaktsiooni abil | rakendatava viisi tüüp | Reacting object | matter processing object providing new material by chemical or biological reaction | kind of method applied
|  | HXA | Keemiareaktor | reaktsiooniobjekt, keemilist reaktsiooni ja selle juhtimist võimaldav | gaasistusseade | Chemical reactor | reacting object enabling and controlling a chemical reaction | gasifier
|  | HXB | Fermenteerija | reaktsiooniobjekt, bioloogilist reaktsiooni ja selle juhtimist võimaldav |  | Fermenter | reacting object enabling and controlling a biological reaction
K?? |  |  | Teavet töötlev objekt | objekt sisendsignaalide käsitlemiseks ja kohase väljundi pakkumiseks | signaali tüüp | Information processing object | object for treating input signals and providing an appropriate output | kind of signal
| KE? |  | Elektrisignaali töötlev objekt | teavet töötlev objekt, elektrisignaalide mõttes | toimivuse liik | Electric signal processing object | information processing object for processing electric signals | kind of functionality
|  | KEA | Arvuti | elektrisignaali töötlev objekt, inimese sekkumisega | PC, personaalarvuti, tahvelarvuti | Computer | electric signal processing object with human intervention | PC, personal computer, tablet computer
|  | KEB | Juhtimisüksus | elektrisignaali töötlev objekt, seadmete juhtimiseks, inimese sekkumiseta | protsessor (CPU), distantskaitse- ja ohjeseade, programmeeritav kontroller (PLC), kaugterminal (RTU), sünkroniseerimisseade, sünkroniseerimisrelee | Control unit | electric signal processing object without human intervention for control of devices | central processing unit (CPU), distance protection and control unit, programmable logic controller (PLC), remote terminal unit (RTU), remote telecontrol unit (RTU), synchronizing device, synchronizing relay
|  | KEC | Sideseade | elektrisignaali töötlev objekt, seadmetele sisendit/väljundit pakkuv, inimese sekkumiseta | arvuti võrgukaart, Firewire-kaart, sisend-väljundseade, sisend-väljundmoodul, USB-kaart | Communication device | electric signal processing object without human intervention providing input/output to devices | Ethernet card, Firewire card, i/o-device, i/o module, USB card
|  | KED | Marsruuter | elektrisignaali töötlev objekt, signaalide edasi suunamise mõttes andmesidevõrkude vahel, inimese sekkumiseta | arvutivõrguvärav, tulemüür, turvaseade | Router | electric signal processing object without human intervention forwarding signals between data networks | data network gateway, firewall, security device
|  | KEE | Kaardikirjutaja | elektrisignaali töötlev objekt, sisendi pakutavat teavet salvestamise seadmele salvestav, inimese sekkumiseta | CD-kirjutaja, optilise ketta kirjutaja, lintsalvesti | Card writer | electric signal processing object without human intervention saving the information provided by the input on a storage device | compact disk writer, optical disk writer, tape recorder
| KF? |  | Elektrisignaali edastav objekt | teavet töötlev objekt, elektrisignaalide edastamise mõttes | toimivuse liik | Electric signal relaying object | information processing object for relaying electric signals | kind of functionality
|  | KFA | Edastaja | elektrisignaali edastav objekt, edasi suunamise abil, viiteta | sidesti | Relay | electric signal relaying object by forwarding without delay | coupler
|  | KFB | Aegrelee | elektrisignaali edastav objekt, edasi suunamise abil, viitega |  | Time relay | electric signal relaying object by forwarding with delay
|  | KFC | Translatsiooniseade | elektrisignaali edastav objekt, sisendsignaali kordamise abil, parendatud väljundsignaalina |  | Repeater | electric signal relaying object by repeating the input signal as an improved output signal
|  | KFD | Elektriline võrgusild | elektrisignaali edastav objekt, mitme andmesidevõrgu sildamise abil |  | Electric network bridge | electric signal relaying object by bridging multiple data network segments
|  | KFE | Elektriline võrgulüliti | elektrisignaali edastav objekt, sisendi edasi suunamise abil, kindlatele seadmetele samas andmesidevõrgus |  | Electric network switch | electric signal relaying object by forwarding the input to specific devices within a data network
| KG? |  | Valgussignaali edastav objekt | teavet töötlev objekt, valgussignaalide mõttes | toimivuse liik | Optical signalling object | information processing object of optical signals | kind of functionality
|  | KGA | Optiline võrgulüliti | valgussignaali edastav objekt, sisendi edasi suunamise abil, kindlatele seadmetele samas andmesidevõrgus, aktiivsel viisil |  | Optical network switch | optical signalling object actively by forwarding the input to specific devices within an optical network
|  | KGB | Optiline marsruuter | valgussignaali edastav objekt, arvutivõrkude vahel andmepakettide edasi suunamise abil |  | Optical router | optical signalling object forwarding data packages between computer networks
|  | KGC | Optiline translatsiooniseade | valgussignaali edastav objekt, sisendsignaali kordamise abil, parendatud väljundsignaalina |  | Optical repeater | optical signalling object by repeating the input signal as an improved output signal
| KH? |  | Vedeliksignaali edastav objekt | teavet töötlev objekt, vedeliksignaalide mõttes | otstarbe tüüp | Fluid signalling object | information processing object of fluid signals | kind of purpose
|  | KHA | Vedelikkontroller | vedeliksignaali edastav objekt, tagasiside kaudu ohje mõttes |  | Fluid controller | fluid signalling object for feedback control
|  | KHB | Pilootventiil | vedeliksignaali edastav objekt, signaale edastav |  | Pilot valve | fluid signalling object relaying signals
| KJ? |  | Mehaanilist signaali edastav objekt | teavet töötlev objekt, mehaaniliste signaalide mõttes | viisi tüüp | Mechanical signalling object | information processing object of mechanical signals | kind of method
|  | KJA | Mehhaaniline regulaator | mehaanilist signaali edastav objekt, õhu või gaasi ja/või vedeliku voolu sättiv |  | Mechanical regulator | mechanical signalling object adjusting an air or fluid flow
|  | KJB | Lukusüdamik | mehaanilist signaali edastav objekt, lukustusseadme avamise/sulgemise mõttes |  | Locking cylinder | mechanical signalling object for locking/unlocking of a locking mechanism
|  | KJC | Võtmega koodseade | mehaanilist signaali edastav objekt, mehaanilise seadme kahendseisundit pakkuv |  | Key coded device | mechanical signalling object providing a binary state of a mechanical device
| KZ? |  | Mitmetüübilist signaali edastav objekt | teavet töötlev objekt, mitut tüüpi signaalide mõttes | viisi tüüp | Multiple kind signalling object | information processing object of signals of multiple kinds | kind of method
|  | KZA | Mitme tüübi lüliti | mitmetüübilist signaali edastav objekt sisendi edasi suunamise abil, kindlatele seadmetele |  | Multiple kind switch | multiple kind signalling object forwarding the input to specific devices
M?? |  |  | Liigutav objekt | objekt mehaanilise liikumise või jõu pakkumiseks | liiguta jõu tüüp | Driving object | object for providing mechanical movement or force | kind of driving force
| MA? |  | Elektromagnetiline pöördeliselt liigutav objekt | liigutav objekt, pöördemomendi kujul, elektromagnetilise jõu abil | liikumise tüüp | Electromagnetic rotational driving object | driving object in the form of rotational torque, powered by electromagnetic force | kind of movement
|  | MAA | Elektrimootor | elektromagnetiline pöördeliselt liigutav objekt, pidevat pöörlemist pakkuv | vahelduvvoolumootor, asünkroonmootor, alalisvoolumootor, induktsioonmootor, püsimagnetmootor, servomootor, sünkroonmootor | Electric motor | electromagnetic rotational driving object providing a continuous movement | AC motor, asynchronous motor, DC motor, induction motor, PM motor, servo-motor, synchronous motor
|  | MAB | Samm-mootor | elektromagnetiline pöördeliselt liigutav objekt, diskreetseid pöördsamme pakkuv |  | Stepper motor | electromagnetic rotational driving object providing discrete steps
| MB? |  | Elektromagnetiline lineaarselt liigutav objekt | liigutav objekt, sirgjõu kujul, elektromagnetilise jõu abil | viisi tüüp | Electromagnetic linear driving object | driving object in the form of linear force, powered by electromagnetic force | kind of method
|  | MBA | Lineaarmootor | elektromagnetiline lineaarselt liigutav objekt, pidevat liikumist pakkuv |  | Linear motor | electromagnetic linear driving object providing a continuous movement
|  | MBB | Elektromagnet | elektromagnetiline pöördeliselt liigutav objekt, diskreetseid samme pakkuv | täitur, solenoid | Electromagnet | electromagnetic linear driving object providing discrete steps | actuator, solenoid
| MC? |  | Magnetilise jõuga liigutav objekt | liigutav objekt, magnetilise jõu abil | viisi tüüp | Magnetic force driving object | driving object powered by magnetic force | kind of method
|  | MCA | Püsimagnet | magnetilise jõuga liigutav objekt, püsimagneti abil |  | Permanent magnet | magnetic force driving object by permanent magnet
| MD? |  | Piesoelektriline liigutav objekt | liigutav objekt, piesoelektrilise jõu abil | viisi tüüp | Piezoelectric driving object | driving object powered by piezoelectric force | kind of method
|  | MDA | Piesoelektriline mootor | piesoelektriline liigutav objekt, piesoelektrilise kristalli abil | pieseoelektriline ajam | Piezoelectric motor | piezoelectric driving object by piezoelectric crystal | piezoelectric actuator
| ML? |  | Mehaanilise energiaga liigutav objekt | liigutav objekt, mehaanilise jõu abil | mehaanilise allika tüüp | Mechanical energy driving object | driving object powered by mechanical energy | kind of mechanical source
|  | MLA | Gravitatsioonienergiaajam | mehaanilise energiaga liigutav objekt, gravitatsiooni energiat vabastav | Ameerika mäed (meelelahutuspaigaldis) | Gravity energy drive | mechanical energy driving object releasing gravitational energy | roller coaster
|  | MLB | Elastsusenergiaajam | mehaanilise energiaga liigutav objekt, elastsuse energiat vabastav | vedruajamiga seade | Elastic energy drive | mechanical energy driving object releasing elastic energy | spring actuator device
|  | MLC | Tuuleturbiin | mehaanilise energiaga liigutav objekt, kineetilise energia kujul, puhuvas tuules |  | Wind turbine | mechanical energy driving object in the form of kinetic energy in blowing air
|  | MLD | Vesiturbiin | mehaanilise energiaga liigutav objekt, kineetilise energia kujul, voolavas vees |  | Water turbine | mechanical energy driving object in the form of kinetic energy in streaming water
|  | MLE | Gaasiturbiin | mehaanilise energiaga liigutav objekt, vastujõu ja kineetilise energia kujul, voolavates ja/või paisuvates gaasides |  | Gas turbine | mechanical energy driving object in the form of kinetic energy and reaction force in streaming and/or expanding gases
| MM? |  | Vedeliku või/ja gaasi abil liigutav objekt | liigutav objekt, vedeliku ja/või gaasi ümberpaigutuse või rõhu abil | vedeliku või gaasi või mõlema allika tüüp | Fluid powered driving object | driving object powered by fluid displacement or pressure | kind of fluid source
|  | MMA | Hüdrosilinder | vedeliku ja/või gaasi abil liigutav objekt, vedeliku mahule vastavat liikumist pakkuv |  | Hydraulic cylinder | fluid powered driving object providing movement corresponding to a liquid volume
|  | MMB | Pneumosilinder | vedeliku ja/või gaasi abil liigutav objekt, gaasi rõhu sõltuvatesse lõpp-asenditesse liikumist pakkuv |  | Pneumatic cylinder | fluid powered driving object providing movement to end positions depending on the gaseous pressure
|  | MMC | Hüdromootor | vedeliku ja/või gaasi abil liigutav objekt, pöörlemist pakkuv, voolava vedeliku abil |  | Hydraulic motor | fluid powered driving object providing rotation by a flowing liquid
|  | MMD | Pneumomootor | vedeliku ja/või gaasi abil liigutav objekt, pöörlemist pakkuv, kokku surutud gaasi abil |  | Pneumatic motor | fluid powered driving object providing rotation by a pressurized gas
| MS? |  | Sisepõlemismootor | liigutav objekt, kütuste põletamise abil | mootori tüüp | Combustion engine | driving object powered by combustion of fuels | kind of engine
|  | MSA | Ottomootor | sisepõlemismootor, sädemega süüdatud põletamise ja kolbide abil, silindrites |  | Otto cycle engine | combustion engine in cylinders with pistons powered by spark ignited combustion
|  | MSB | Diiselmootor | sisepõlemismootor, kokkusurumisega süüdatud põletamise ja kolbide abil, silindrites |  | Diesel cycle engine | combustion engine in cylinders with pistons powered by compressed ignited combustion
|  | MSC | Vankelmootor | sisepõlemismootor, sädemega süüdatud põletamise ja ekstsentrilise pöördkolvi abil, ringikujulises kambris |  | Wankel engine | combustion engine in circular compartment with eccentric rotary piston powered by spark ignited combustion
| MT? |  | Soojusmootor | liigutav objekt, välise soojusallika abil | mootori tüüp | Heat engine | driving object powered by an external heat source | kind of engine
|  | MTA | Aurumasin | soojusmootor, ühele kolvile mõjuvat paisuvat gaasi kasutav |  | Steam engine | heat engine utilizing expanding steam acting on one piston
|  | MTB | Stirlingmootor | soojusmootor, ühes soojendatavas ja ühes jahutatavas silindris või silindri osas kahte kolbi kasutav |  | Stirling Engine | heat engine utilizing two pistons within one heated and one cooled cylinder or cylinder part
N?? |  |  | Kattev objekt | objekt teise objekti osaliseks või täielikuks (kinni) katmiseks ehk (endasse) sulgemiseks | viisi tüüp | Covering object | object for enclosing partly or fully another object | kind of method
| NA? |  | Täitev objekt | kattev objekt, ava täitmise abil | täitmisega saavutatava otstarbe tüüp | Infilling object | covering object by filling an opening | kind of purpose by the filling
|  | NAA | Paan | täitev objekt, valguse sissepääsu võimaldav |  | Pane | infilling object permitting light entry
|  | NAB | Paneel | täitev objekt, valguse ja tahkete objektide sissepääsu takistav |  | Panel | infilling object preventing entry of light and solid objects
|  | NAC | Trellid | täitev objekt, gaasi ja/või vedeliku sissepääsu võimaldav |  | Grating | infilling object permitting fluid entry
|  | NAD | Tihendusühendus | täites objekt, gaasi ja/või vedeliku sissepääsu takistav | tihend, kaelustihend, mört | Sealing joint | infilling object preventing fluid entry | gasket, gland, grout
| NB? |  | Sulgev objekt | kattev objekt, ava sulgemise abil | suletava objekti tüüp | Closure object | covering object by closing an opening | kind of object to close
|  | NBA | Uksetiib | sulgev objekt, uksel |  | Door leaf | closure object in a door
|  | NBB | Laia ukse uksetiib | sulgev objekt, laial uksel |  | Leaf of large door | closure object in a large door
|  | NBC | Kapiuks | sulgev objekt, ümbrisel | toauks, kapiuks, ülevaatusluuk, kütuseluuk | Cabinet door | closure object in an enclosure | cubicle door, cupboard door, inspection hatch, fuel door
|  | NBD | Väravatiib | sulgev objekt, väraval |  | Gate leaf | closure object in a gate
|  | NBE | Luugikate | sulgev objekt, luugil | katteplaat, ümbriskate | Hatch cover | closure object in a hatch | faceplate, housing cover
| NC? |  | Viimistlev objekt | kattev objekt, ülesehituste viimistlemise abil | kaitstava objekti tüüp | Finishing object | covering object by finishing structures | kind of object to protect
|  | NCA | Sillutis | viimistlev objekt, katendil |  | Paving | finishing object of a pavement
|  | NCB | Seinakate | viimistlev objekt, seinal |  | Wall covering | finishing object of a wall
|  | NCC | Põrandakate | viimistlev objekt, põrandal |  | Flooring | finishing object of a floor
|  | NCD | Laeviimistlus | viimistlev objekt, lael |  | Ceiling finish | finishing object of a ceiling
|  | NCE | Katusekate | viimistlev objekt, katusel |  | Roofing | finishing object of a roof
|  | NCF | Akna veelaud | viimistlev objekt, aval | aknalaud | Window sill | finishing object of an opening | window board
|  | NCG | Muruvaip | viimistlev objekt, kasvualal | taimematt | Plant mat | finishing object of a vegetation area | grass turf
|  | NCH | Pinda vormiv objekt | viimistlev objekt, objekti piirjoonte loomise abil | lennuki voolund, õhusõiduki välikest, kere alaosa voolund, sõiduautor kerepaneel, kabiini voolund, mootorratta voolundplaat | Surface forming object | finishing object by forming the outer shape of an object | aircraft fairing, aircraft skin, belly fairing, car body panel, cockpit fairing, motorcyle fairing, unstressed hull plate
| ND? |  | Lõpetav objekt | kattev objekt, teise objekti lõpetamise abil | lõpetava objekti tüüp | Terminating object | covering object by terminating another object | kind of object to terminate
|  | NDA | Kõnnitee serv | lõpetav objekt, mis eristab katendi või kasvuala serva | haljasala serv, peenra serv | Curb | terminating object delimiting an edge of pavement or vegetation area | lawn edge, plant bed edge
|  | NDB | Karniis | lõpetav objekt, mis eristab seina serva | korstnasuudme kaldne mördist kate, seina üldpind | Crown | terminating object delimiting an edge of a wall | flaunching, wall top
|  | NDC | Põranda tõstetud serv | lõpetav objekt, mis eristab põranda serva |  | Raised floor edge | terminating object delimiting an edge of a floor
|  | NDD | Lae serv | lõpetav objekt, mis eristab lae serva |  | Ceiling edge | terminating object delimiting an edge of a ceiling
|  | NDE | Räästalaud | lõpetav objekt, mis eristab katuse serva | viilulaud | Fascia | terminating object delimiting an edge of a roof | bargeboard
| NE? |  | Peitev objekt | kattev objekt, mis peidab ühendused ja üleminekud | otstarbe ja viisi tüüp | Hiding object | covering object by hiding joints and transitions | kind of method and purpose
|  | NEA | Lae piirliist | peitev objekt, lae ja seina vahel |  | Ceiling lining | hiding object between a wall and a ceiling
|  | NEB | Põrandaliist | peitev objekt, seina ja põranda vahel | põrandaliist (jalalaua ja põranda vahel) | Skirting board | hiding object between a wall and a floor | base shoe
|  | NEC | Seinanurga piirliist | peitev objekt, kahe seina vahel |  | Wall corner lining | hiding object between two walls
|  | NED | Ääreplekk | peitev objekt, katusel | räästaplekk, harjaplekk, katuseplekk | Flashing | hiding object on a roof | eaves lead, ridge flashing, roof flashing
|  | NEE | Uksepõse katteliist | peitev objekt, ava ümber | piirliist, läbiviik | Reveal liner | hiding object around an opening | architrave, bushing
P?? |  |  | Esitav objekt | objekt tajutava info pakkumiseks | esitatava esitelu liik ja info liik | Presenting object | object for providing perceptible information | kind of presentation form and kind of information to be presented
| PF? |  | Nähtav olekuindikaator | esitav objekt, diskreetsetes olekutes nähtaval moel | otstarbe ja viisi tüüp | Visible state indicator | presenting object in visible form of discrete states | kind of method and purpose
|  | PFA | Signaallamp | nähtav olekuindikaator, valguse abil | valgusfoor | Signal lamp | visible state indicator by light | traffic light
|  | PFB | Semafor | nähtav olekuindikaator, mehaaniliste asendite abil |  | Semaphore | visible state indicator by mechanical positions
| PG? |  | Skalaarnäidik | esitav objekt, üks skalaarmuutuja nähtaval moel | esitatav suurus | Scalar display | presenting object in a visible form of a single scalar variable | quantity to be presented
|  | PGA | Voltmeeter | skalaarnäidik, mis näitab elektripinget |  | Voltmeter | scalar display representing electric voltage
|  | PGB | Resistiivsusindikaator | skalaarnäidik, mis näitab takistust või juhtivust |  | Resistivity indicator | scalar display representing resistivity or conductivity
|  | PGC | Ampermeeter | skalaarnäidik, mis näitab elektrivoolu |  | Ampere meter | scalar display representing electric current
|  | PGD | Tihedusnäidik | skalaarnäidik, mis näitab tihedust |  | Density indicator | scalar display representing density
|  | PGE | Väljanäitur | skalaarnäidik, mis näitab välja |  | Field indicator | scalar display representing field
|  | PGF | Voomõõtur | skalaarnäidik, mis näitab voogu |  | Flow meter | scalar display representing flow
|  | PGG | Mõõdunäidik | skalaarnäidik, mis näitab ruumilist mõõtu ja/või kohta | nurganäidik, asendinäidik | Dimension indicator | scalar display representing spatial dimension and/or position | angle indicator, position indicator
|  | PGH | Energiaarvesti | skalaarnäidik, mis näitab energiat | varrtunniarvesti, vatttunniarvesti | Energy meter | scalar display representing energy | var-hour meter, watt-hour meter
|  | PGJ | Vattmeeter | skalaarnäidik, mis näitab elektrilist võimsust | varrmeeter | Wattmeter | scalar display representing electric power | varmeter
|  | PGK | Kell | skalaarnäidik, mis näitab aega |  | Clock | scalar display representing time
|  | PGL | Nivoonäidik | skalaarnäidik, mis näitab nivood | vaateklaas | Level indicator | scalar display representing level | sight glass
|  | PGM | Niiskusnäidik | skalaarnäidik, mis näitab niiskust | hügromeeter | Humidity indicator | scalar display representing humidity | hygrometer
|  | PGP | Rõhunäidik | skalaarnäidik, mis näitab rõhku | baromeeter, manomeeter | Pressure indicator | scalar display representing pressure | barometer, manometer
|  | PGQ | Kontsentratsiooninäidik | skalaarnäidik, mis näitab aine kontsentratsiooni |  | Concentration indicator | scalar display representing substance concentration
|  | PGR | Elektromagnetlainenäidik | skalaarnäidik, mis näitab kiirgust |  | Electromagnetic wave indicator | scalar display representing radiation
|  | PGS | Sagedusmõõdik | skalaarnäidik, mis näitab aegsagedust |  | Frequency meter | scalar display representing time-rate
|  | PGT | Temperatuurinäidik | skalaarnäidik, mis täitab temperatuuri |  | Temperature indicator | scalar display representing temperature
|  | PGV | Võimsustegurinäidik | skalaarnäidik, mis näitab aktiivvõimsuse ja reaktiivvõimsuse erinevust |  | Cos-phi meter | scalar display representing the offset between active power and reactive power
|  | PGW | Jõunäidik (dünamomeeter) | skalaarnäidik, mis näitab kaalu, jõudu või väänet |  | Force indicator | scalar display representing weight, force to torque
|  | PGX | Audio-spektromeeter | skalaarnäidik, mis näitab heli |  | Audio spectrometer | scalar display representing sound
|  | PGZ | Kogusenäidik (loendur) | skalaarnäidik, mis näitab juhtumite arvu |  | Quantity meter | scalar display representing number of incidents
| PH? |  | Graafiline kuvar | esitav objekt, pildid, sümbolid, tekst või füüsikalised omadused nähtaval moel | esitusviisi tüüp | Graphical display | presenting object in visible form by pictures, symbols, text or physical characteristics | kind of presentation means
|  | PHA | Kuvar | graafiline kuvar, pinnal, muutuvana | tahvel (kriidi), tahvel (viltpliiatsi) | Display | graphical display dynamically on its surface | blackboard, whiteboard
|  | PHB | Projektor | graafiline kuvar, muul pinnal, muutuvana |  | Projector | graphical display dynamically on another surface
|  | PHC | Printer | graafiline kuvar, trükitud meediumil |  | Printer | graphical display on a printed media
|  | PHD | Märk | graafiline kuvar, pinnal, muutumatuna | liiklusmärk | Sign | graphical display statically on its surface | traffic sign
|  | PHE | Märgistus | graafiline kuvar, teise objekti pinnal, muutumatuna |  | Marking | graphical display statically on the surface of another object
|  | PHF | Märketulp | graafiline kuvar, oma füüsiliste omadustega, muutumatuna | kindelpunkt | Marking post | graphical display statically by its physical characteristics | reference point
| PJ? |  | Akustiline seade | esitav objekt, kuuldaval moel | viisi tüüp | Acoustic device | presenting object in audible form | kind of method
|  | PJA | Valjuhääldi | akustiline seade, membraani liikumise abil |  | Loudspeaker | acoustic device provided by the movement of a membrane
|  | PJB | Pasun | akustiline seade, õhuvoolu abil |  | Horn | acoustic device provided by the stream of air
|  | PJC | Kell | akustiline seade, objekti mehaanilise ergutamise abil |  | Bell | acoustic device provided by mechanical excitation of the object
| PK? |  | Kombitav seade | esitav objekt, kombitaval moel | viisi tüüp | Tactile device | presenting object in tactile form | kind of method
|  | PKA | Vibraator | kombitav seade, väristamise abil, diskreetsetes olekutes |  | Vibrator | tactile device of discrete states by vibration
|  | PKB | Braille kirjaga märk | kombitav seade, püsiva teabega | sooned tees | Braille text sign | tactile device of static information | road grooves
|  | PKC | Vaba kõrguse tähis | kombitav seade, ülal paiknevate takistuste mõttes |  | Free height warning | tactile device for suprajacent obstacles
| PL? |  | Kaunistav objekt | esitav objekt, kaunistaval moel | rakendatava viisi tüüp | Ornamental object | presenting object in an ornamental form | kind of method applied
|  | PLA | Nurgaliist | kaunistav objekt kui eraldaja kahe ala vahel |  | Cornice | ornamental object as a separation between two areas
|  | PLB | Figuur | kaunistav objekt kui millegi ruumiline esitus |  | Figure | ornamental object as a spatial representation of something
|  | PLC | Friis | kaunistav objekt kui eenduvad figuurid ja/või iluelement seinal | pilaster, väliskrohv | Frieze | ornamental object as protruding figures and/or decorative elements on a wall | pilaster, stucco
|  | PLD | Pilt | kaunistav objekt, midagi pinnal nähtavana esitav |  | Picture | ornamental object representing, illustrating or reproducing something visibly on a surface
|  | PLE | Vaip | kaunistav objekt, teist objekti osaliselt katva kanga abil |  | Carpet | ornamental object by a fabric covering part of another object
| PZ? |  | Mitmel moel esitav objekt | esitav objekt, mitmel moel | rakendatava viisi tüüp | Multiple form presenting object | presenting object in multiple forms | kind of method applied
|  | PZA | Audio-visuaalalarm | mitmel moel esitav objekt, diskreetsete olekute mõttes |  | Audio-visual alarm | multiple form presenting object for discrete states
|  | PZB | Televiisor | mitmel moel esitav objekt, rohkem kui ühe teabe mõttes |  | Television set | multiple form presenting object for multiple information
Q?? |  |  | Ohjav objekt | objekt, ligipääsu või voolu ohjamiseks ehk juhtimiseks | voolava objekti tüüp ja viisi tüüp | Controlling object | object for controlling access or flow | kind of object flowing and kind of method
| QA? |  | Elektriline ohjav objekt | ohjav objekt, elektrivoolu mõttes, elektriahelas | lülitusviisi tüüp | Electric controlling object | controlling object of electric current in an electric circuit | kind of switching method
|  | QAA | Kontaktor | elektriline ohjav objekt, ainult tavatalitluses, mehaaniliselt | mootorikäiviti | Contactor | electric controlling object mechanically under normal service conditions only | motor starter
|  | QAB | Kaitselüliti | elektriline ohjav objekt, tavatalitluses ja anormaaltalitluses, mehaaniliselt | mootorikäiviti | Circuit breaker | electric controlling object mechanically under normal and abnormal service conditions | motor starter
|  | QAC | Elektronvõimsuslüliti | elektriline ohjav objekt, elektrooniliselt | defibrillaator, mootorikäiviti, tahkisjõutransistor, türistor, tube power transistor | Electronic power switch | electric controlling object electronically | defibrillator, motor starter, solid state power transistor, thyristor, tube power transistor
| QB? |  | Elektriline eraldav objekt | ohjav objekt, elektriahelate eraldamise abil | otstarbe tüüp | Electric separating object | controlling object by separating electric circuits | kind of purpose
|  | QBA | Sularita lahklüliti | elektriline eraldav objekt, pärivoolu-ahelat vastuvoolu-ahelast mehaanilise eraldamise teel | lahklüliti, koormus-lahklüliti | Fuseless disconnector | electric separating object by mechanically isolating the downstream circuit from the upstream circuit only | disconnector, load-switch disconnector
|  | QBB | Sulariga lahklüliti | elektriline eraldav objekt, pärivoolu-ahelat vastuvoolu-ahelast mehaanilise eraldamise ja sisseehitatud sulari abil | sulavkaitse-lahuti, koormus-lahklüliti-sulavkaitse | Fused disconnector | electric separating object by mechanically isolating the downstream circuit from the upstream circuit and with a built-in fuse | fuse-switch disconnector, switch-fuse disconnector
| QC? |  | Elektriline maandav objekt | ohjav objekt, elektriahelate maandamise abil | otstarbe tüüp | Electric earthing object | controlling object by earthing electric circuits | kind of purpose
|  | QCA | Maanduslüliti | elektriline maandav objekt, elektriahelaid maaga ühendav |  | Earthing switch | electric earthing object connecting electric circuits to earth
| QM? |  | Tihendatud vedeliku ja/või gaasi lülitamise objekt | ohjav objekt, vedelike või gaaside mõttes, sisenemist/väljumist tihendatud ümbristes | vedelike ja /või gaaside tüüp | Sealed fluid switching object | controlling object of fluids on/off in sealed enclosures | kind of fluids
|  | QMA | Vedeliku sulgventiil | tihendatud vedeliku ja/või gaasi lülitamise objekt, vedeliku voolu mõttes | voolikukraan, kraan, punn | Liquid shutoff valve | sealed fluid switching object of a liquid flow | draw-off tap, faucet, plug
|  | QMB | Gaasi sulgventiil | tihendatud vedeliku ja/või gaasi lülitamise objekt, gaasi voolu mõttes | avamis-sulgemisklapp, punn | Gas shutoff valve | sealed fluid switching object of a gas flow | on-off damper, plug
| QN? |  | Tihendatud vedeliku ja/või gaasi muutmise objekt | ohjav objekt, vedelike või gaaside mõttes, voolu muutmiseks tihendatud ümbristes | vedelike ja /või gaaside tüüp | Sealed fluid varying object | controlling object for varying the flow of fluids in sealed enclosures | kind of fluids
|  | QNA | Vedeliku juhtimisventiil | tihendatud vedeliku ja/või gaasi muutmise objekt, vedeliku voolu mõttes |  | Liquid control valve | sealed fluid varying object of a liquid flow
|  | QNB | Gaasi juhtimisventiil | tihendatud vedeliku ja/või gaasi muutmise objekt, gaasi voolu mõttes | juhtimisklapp | Gas control valve | sealed fluid varying object of a gas flow | control damper
| QP? |  | Avatud voolu juhtimise objekt | ohjav objekt, vedelike või gaaside mõttes, avatud ümbruses | vedelike ja /või gaaside tüüp | Open flow controlling object | controlling object of fluids in an open enclosures | kind of fluids
|  | QPA | Lüüsi värav | avatud voolu juhtimise objekt, muutmise või sisse-väljalülitamise mõttes | paisuplaat, vesivärav | Lock gate | open fluid controlling object for varying or switching on/off | dam plate, liquid gate
|  | QPB | Keerisvoolutekitaja | avatud voolu juhtimise objekt, voolu suunamise mõttes, fikseeritud vahenditega | ninalaiend, kerelaiend, külglaiend, tiivalaiend | Vortex generator | open fluid controlling object for directing a flow by a fixed means | nose strake, strake, ventral strake, wing strake
|  | QPC | Tüür | avatud voolu juhtimise objekt, voolu suunamise mõttes, muutuvate vahenditega |  | Rudder | open fluid controlling object for directing a flow by a variable means
| QQ? |  | Ruumi ligipääsu objekt | ohjav objekt, ruumi mõttes | ruumi ligipääsu objekti otstarbe tüüp | Space access object | controlling object to a space | kind of purpose of the space access object
|  | QQA | Aken | ruumi ligipääsu objekt, ainult valguse mõttes |  | Window | space access object for light entry only
|  | QQB | Aknaplokk | ruumi ligipääsu objekt, valguse ja isikute sissepääsu mõttes |  | Window unit | space access object for entry of light and persons
|  | QQC | Uks | ruumi ligipääsu objekt, isikute püstasendis läbimise mõttes |  | Door | space access object for upright passage by persons
|  | QQD | Luuk | ruumi ligipääsu objekt, piiratud suurusega, isikute ja kaupade läbipääsu mõttes | evakuatsiooniluuk | Hatch | space access object of restricted size for passage of persons and goods | escape hatch
|  | QQE | Lai uks | ruumi ligipääsu objekt, laiendatud suurusega, objektide ülekande mõttes |  | Large door | space access object of extended size for transfer of objects
|  | QQF | Värav | ruumi ligipääsu objekt, osaliselt | avatav varras | Gate | space access object partially | openable bar
|  | QQG | Rööpatõkisking | ruumi ligipääsu objekt, rajale sissesõidu tõkestamise abil |  | Rail scotch block | space access object by blocking entrance to a track
| QR? |  | Tahke aine voolu muutev objekt | ohjav objekt, tahke aine mõttes | viisi tüüp | Solid substance flow varying object | controlling object of solid substance | kind of method
|  | QRA | Pöördõhksulgventiil | tahke aine voolu muutev objekt, pöörlevate kambritega | doseerimismasin | Rotary air lock valve | solid substance flow varying object with rotating chambers | dosing machine
|  | QRB | Iirisventiil | tahke aine voolu muutev objekt, iiris-avaga | doseerimismasin | Iris valve | solid substance flow varying object with an iris opening | dosing machine
|  | QRC | Labaventiil | tahke aine voolu muutev objekt, hingedel klapiga (ka kettakujuline) | doseerimismasin | Flap gate valve | solid substance flow varying object with a hinged flap or disc | dosing machine
| QS? |  | Mehaanilist liikumist ohjav objekt | ohjav objekt, mehaanilise liikumise mõttes | viisi tüüp | Mechanical movement controlling object | controlling object for mechanical movement | kind of method
|  | QSA | Lukk | mehaanilist liikumist ohjav objekt, tõkestamise abil | riiv | Lock | mechanical movement controlling object by blocking | latch
|  | QSB | Rajapöörang | mehaanilist liikumist ohjav objekt, erinevate radade vahel ümberlülitamise abil | raudteepöörang | Track switch | mechanical movement controlling object by switching between different tracks | railroad switch
| QZ? |  | Mitut näitajat ohjav objekt | ohjav objekt, elektriahelates, kasutades eri võtteid | otstarbe tüüp | Multiple measure controlling object | controlling object in electrical circuits utilising different measures | kind of purpose
|  | QZA | Maandus-lahklüliti | ohjav objekt, elektriahela maandamiseks või eraldamiseks |  | Earthing and disconnecting switch | multiple measure controlling object for earthing or separating electrical circuit
R?? |  |  | Piirav objekt | objekt piiramiseks või stabiliseerimiseks | voolava objekti tüüp ja piirangu tüüp | Restricting object | object for restricting or stabilising | kind of object flowing and kind of constraint
| RA? |  | Elektrit piirav objekt | piirav objekt, piirates elektrienergia voogu | viisi tüüp | Electricity restricting object | restricting object by restricting a flow of electric energy | kind of method
|  | RAA | Diood | elektrit piirav objekt, ühes suunas voolamise tõkestamise abil |  | Diode | electricity restricting object by blocking current flow in one direction
|  | RAB | Reaktor | elektrit piirav objekt, ahelas induktiivsuse pakkumise abil | piirik, pikireaktor | Reactor | electricity restricting object by providing an inductance in a circuit | limiter, series reactor
|  | RAC | Takisti | elektrit piirav objekt, ahelas takistuse pakkumise abil |  | Resistor | electricity restricting object by providing a resistance in a circuit
| RB? |  | Elektrit stabiliseeriv objekt | piirav objekt, stabiliseerides elektrienergia voogu | viisi tüüp | Electricity stabilising object | restricting object by stabilising a flow of electric energy | kind of method
|  | RBA | Puhvertoiteallikas | elektrit stabiliseeriv objekt, katkematu toite tagamise abil | UPS | Uninterrupted power supply | electricity stabilising object ensuring a continuous power supply | UPS
|  | RBB | Võimsusfilter | elektrit stabiliseeriv objekt, voolus määratletud sagedusvahemiku summutamise abil |  | Power filter | electricity stabilising object suppressing a defined frequency range within the flow
|  | RBC | Faasi (nurga) kompensaator | elektrit stabiliseeriv objekt, reaktiivvõimsuse pakkumise abil | reaktiivenergia kompenseerimise süsteem, reaktiivenergia kompenseerimise seade, pingekompensaator | Phase compensator | electricity stabilising object providing reactive power | power factor correction system, power factor correction unit, voltage compensator
|  | RBD | Võimsuse ekvalaiser | elektrit stabiliseeriv objekt, voolus mitme sagedus-vahemiku summutamise või võimendamise abil |  | Power equaliser | electricity stabilising object suppressing or amplifying multiple frequency ranges within the flow
| RF? |  | Signaali stabiliseeriv objekt | piirav objekt, stabiliseerides signaali | viisi tüüp | Signal stabilising object | restricting object by stabilising a signal | kind of method
|  | RFA | Signaali ekvalaiser | signaali stabiliseeriv objekt, signaali mitme sagedusvahemiku summutamise või võimendamise abil |  | Signal equaliser | signal stabilising object suppressing or amplifying multiple frequency ranges of the signal
|  | RFB | Signaali filter | signaali stabiliseeriv objekt, signaali määratletud sagedusvahemiku summutamise abil | ferriit | Signal filter | signal stabilising object suppressing a defined frequency range of the signal | ferrite
| RL? |  | Liikumist piirav objekt | piirav objekt, piirates liikumist | mehaanilise piirava objekti otstarve | Movement restricting object | restricting object by restricting movements | purpose of the mechanical limiting object
|  | RLA | Turvakett | liikumist piirav objekt, objekti liikumise piiramise abil | uksekett, rööpaankur | Security chain | movement restricting object by limiting movement of an object | door chain, rail anchor
|  | RLB | Löögileevendi | liikumist piirav objekt, objekti liikumiste rahustamise ja summutamise abil | kummipuhver | Shock absorber | movement restricting object by settling and damping movements of an object | rubber bushing
|  | RLC | Pidur | liikumist piirav objekt, teise objekti peatamise või kiiruse piiramise abil |  | Brake | movement restricting object by reducing the speed of or stopping another object
|  | RLD | Liikluskünnis | liikumist piirav objekt, teise objekti suure kiiruse takistamise abil |  | Speed bump | movement restricting object by preventing high speed of another object
| RM? |  | Tagasivoolu piirav objekt | piirav objekt, piirates aine tagasivoolu | võimaliku tagasivoolu tüüp | Return flow restricting object | restricting object by restricting a return flow of matter | kind of possible return flow
|  | RMA | Tagasivooluklapp | tagasivoolu piirav objekt, vedelikel |  | Non-return valve | return flow restricting object of liquids
|  | RMB | Tagasilöögiklapp gaasile | tagasivoolu piirav objekt, gaasil |  | Check damper | return flow restricting object of gas
|  | RMC | Klapp | tagasivoolu piirav objekt, tahketel ainetel |  | Flap | return flow restricting object of solid substances
|  | RMD | Vesilukk | tagasivoolu piirav objekt, lõhnal |  | Stench trap | return flow restricting object of odour
| RN? |  | Voolu piiraja | piirav objekt, piirates aine suunatud voolu | voolu ja viisi tüüp | Flow restrictor | restricting object by restricting a guided flow of matter | kind of flow and method
|  | RNA | Reguleerimisventiil | voolu piiraja, timmitavate vahendite abil, vedelikel | voolikukraan, piserdi, dušiotsik | Regulating valve | flow restrictor of liquids by an adjustable means | draw-off tap, shower, shower head
|  | RNB | Reguleerimisklapp | voolu piiraja, timmitavate vahendite abil, gaasil | sätitav düüs, õhu sissevõtt, õhu väljalase, ventilatsiooni sissevõtuava, ventilatsiooni heitõhuava | Regulating damper | flow restrictor of gas by an adjustable means | adjustable nozzle, air intake, air outlet, ventilation inlet, ventilation outlet
|  | RNC | Tahkiste reguleerimise ventiil | voolu piiraja, timmitavate vahendite abil, tahketel ainetel |  | Solids regulating valve | flow restrictor of solid substances by an adjustable means
|  | RND | Hajuti | voolu piiraja, fikseeritud vahendite abil | mittereguleeritav düüs, suudmeplaat, piserdi, dušiotsik | Diffuser | flow restrictor by a fixed means | fixed nozzle, orifice plate, shower, shower head
| RQ? |  | Kohalikku kliimat stabiliseeriv objekt | piirav objekt, kohalikku keskkonda piirav | mõju ja viisi tüüp | Local climate stabilising object | restricting object of the local environment | kind of effect and method applied
|  | RQA | Isolatsioon | kohalikku kliimat stabiliseeriv objekt, soojuse või heli ülekande piiramise abil | tellisvooder | Insulation | local climate stabilising object by restricting a thermal or sound transmission | brick lining
|  | RQB | Membraan | kohalikku kliimat stabiliseeriv objekt, vedelike, niiskuse, tuule või materjali voolu stabiliseerimise abil | kliimamembraan | Membrane | local climate stabilising object by stabilising a flow of liquids, moisture, wind or material | climate membrane
|  | RQC | Helibarjäär | kohalikku kliimat stabiliseeriv objekt, heli levimise stabiliseerimise abil | mürakaitse, helitõke | Noise barrier | local climate stabilising object by stabilising the propagation of sound | noise protection, sound baffle
|  | RQD | Varje | kohalikku kliimat stabiliseeriv objekt, tuule, vihma või kiirguse piiramise abil |  | Screen | local climate stabilising object by restricting wind, precipitation or radiation
|  | RQE | Kardin | kohalikku kliimat stabiliseeriv objekt, valguse edasikandumise piiramise abil, tekstiile kasutades |  | Curtain | local climate stabilising object by restricting transmission of light using textiles
|  | RQF | Ribakardin | kohalikku kliimat stabiliseeriv objekt, valguse edasikandumise piiramise abil, kitsaid timmitavaid ribasid kasutades |  | Louvered blind | local climate stabilising object by restricting transmission of light using narrow adjustable louvers
|  | RQG | Aknaluuk | kohalikku kliimat stabiliseeriv objekt, valguse edasikandumise piiramise abil, välist paneeli kasutades |  | Shutter | local climate stabilising object by restricting transmission of light using an external panel
|  | RQH | Umbrohu tõrjumise kangas | kohalikku kliimat stabiliseeriv objekt, umbrohu kasvu takistav |  | Weed control fabric | local climate stabilising object preventing weed growth
|  | RQJ | Varjesein | kohalikku kliimat stabiliseeriv objekt, nähtavuse ja kuuldavuse takistamise abil |  | Screen wall | local climate stabilising object by restricting vision and sound
| RU? |  | Ligipääsu piirav objekt | piirav objekt, piirates ligipääsu alale | rakendatava viisi tüüp | Access restricting object | restricting object by restricting access to an area | kind of method applied
|  | RUA | Tara | ligipääsu piirav objekt, püstulatusega rõhtsuunas pikendatud piirde abil |  | Fence | access restricting object by a horizontal elongated barrier with a vertical extent
|  | RUB | Liigutatav piire | ligipääsu piirav objekt, rõhtsa liigutatava piirde abil | tõke | Movable barrier | access restriction object by a movable horizontal barrier | rub
|  | RUC | Pöördvärav | ligipääsu piirav objekt, pöörleva piirde abil | sissepääsu ohjamise värava masin, ühesuunaline uks, väravamasin, piletivärav | Turnstile | access restricting object by a rotational barrier | entrance management gate machine, one-way door, gate machine, ticket gate
|  | RUD | Pollar | ligipääsu piirav objekt, piiratud püst- ja rõhtulatusega piirde abil |  | Bollard | access restricting object by a barrier with limited horizontal and vertical extent
|  | RUE | Näriliste tõke | ligipääsu piirav objekt, raja kujundamise abil | rotilõks, karjatara | Rodent barrier | access restricting object by shaping a path | rat stop device, stock guard
|  | RUF | Linnuvõrk | ligipääsu piirav objekt, võrgu abil |  | Bird mesh | access restricting object by a mesh
S?? |  |  | Inimvastastiktoime objekt | objekt inimtegevuse tuvastamiseks ja kohase vastuse pakkumiseks | käivitatava toimingu tüüp | Human interaction object | object for detecting a human action and providing an appropriate response | kind of actuating operation
| SF? |  | Näo vastastiktoime seade | inimvastastiktoime objekt, näo vastastiktoime abil | viisi tüüp | Face interaction device | human interaction object by facial interaction | kind of method
|  | SFA | Silma fookuse luger | näo vastastiktoime seade, näo toimimise tajumise abil | silmkäiviti positsioneerimistoiminguteks | Eye focus reader | face interaction device by sensing of facial activity | eye actuator for positioning operations
|  | SFB | Näotuvastusseade | näo vastastiktoime seade, näo tuvastamise abil |  | Face recognition device | face interaction device by face recognition
| SG? |  | Käe vastastiktoime seade | inimvastastiktoime objekt, käe toimele | viisi tüüp | Hand interaction device | human interaction object to a hand action | kind of method
|  | SGA | Pöördkäepide | käe vastastiktoime seade, pööramise abil | potentsiomeeter, pöördlüliti | Turn handle | hand interaction device by turning | potentiometer, rotary switch
|  | SGB | Haardkäepide | käe vastastiktoime seade, haaramise abil | 2 või 3 asendit lubav seade, kahekäejuhtimisseadis | Grip handle | hand interaction device by gripping | 2- or 3-position enabling device, two-hand control
|  | SGC | Surumisnupp | käe vastastiktoime seade, vajutamise abil | hädaolukorranupp, kahekäejuhtimisseadis | Push handle | hand interaction device by pushing | emergency push button, two-hand control
|  | SGD | Hoob | käe vastastiktoime seade, hoova abil |  | Lever handle | hand interaction device by lever
|  | SGE | Tõmbamisnupp | käe vastastiktoime seade, tõmbamise abil | hädaolukorranöör, mehaaniline hoob | Pull handle | hand interaction device by pulling | emergency pull wire, mechanical lever
|  | SGF | Võti | käe vastastiktoime seade, kokkusobiva lukusüdamiku või -seadmega pööramiseks | võtmega lüliti | Key | hand interaction device to turn a matching locking cylinder or locking mechanism | key switch
| SH? |  | Jala vastastiktoime seade | inimvastastiktoime objekt, jala asendile | viisi tüüp | Foot interaction device | human interaction object to a foot position | kind of method
|  | SHA | Jalglüliti | jala vastastiktoime seade, jalaga vajutamise abil | 2 või 3 asendit lubav seade | Pedal switch | foot interaction device by pressing by the foot | 2- or 3-position enabling device
| SJ? |  | Näpu vastastiktoime seade | inimvastastiktoime objekt, näpu toimel | viisi tüüp | Finger interaction device | human interaction object by finger operation | kind of method
|  | SJA | Asendilüliti | näpu vastastiktoime seade, hoova rakendamise abil | 2 asendiga lüliti | Flip switch | finger interaction device by lever operation | 2-position switch
|  | SJB | Surunupp | näpu vastastiktoime seade, surumise abil | käigushoidmiseks surutav seade, klaviatuur, surunupplüliti | Pushbutton | finger interaction device by pressing | hold-to-run device, keyboard, pushbutton switch
|  | SJC | Puutelüliti | näpu vastastiktoime seade, puudutuse abil | 2 asendiga lüliti, puuteplaat | Touch actuator | finger interaction device by a touching | 2-position switch, touchpad
|  | SJD | Pöördratas | näpu vastastiktoime seade, ratta edasi-tagasi liigutamise abil |  | Turning wheel | finger interaction device by advancing/reversing a wheel
| SK? |  | Liikumise vastastiktoime seade | käe vastastiktoime seade, selle liigutamise või asendi abil | viisi tüüp | Movement interaction device | manual interaction object by its movement or positioning | kind of method
|  | SKA | Juhtkang | liikumise vastastiktoime seade, piiratud paigutamis- ja valimistoimingute abil | juhtkuul | Joystick | movement interaction device by restricted positioning and selecting operations | roller ball
|  | SKB | Arvutihiir | liikumise vastastiktoime seade, piiramatute paigutamis- ja valimistoimingute abil | valguspliiats | Mouse | movement interaction device by unrestricted positioning and selecting operations | light pen
| SZ? |  | Mitmikvastastikmõju seade | inimvastastiktoime objekt, mitut tüüpi vastastiktoime mõistes | rakendatavate vahendite tüüp | Multi-interaction device | human interaction object with multiple kinds of interacting means | kind of means applied
|  | SZA | Juhtpaneel | mitmikvastastikmõju seade, käsitsetavaid vahendeid kaasav | gamepad, mängujuhik, juhtlaud | Operating panel | multi-interaction device involving manual means | gamepad, game controller, joypad
T?? |  |  | Muundav objekt | objekt muundamiseks | muundatava objekti tüüp ja muundumise tüüp | Transforming object | object for transforming | kind of object changed and kind of transformation
| TA? |  | Elektrienergiat muundav objekt | muundav objekt, elektrienergia mõttes, säilitades vahelduvvoolu- või alalisvooluomaduse | muundatava tunnuse tüüp | Electric energy transforming object | transforming object of electric energy while retaining AC or DC | kind of characteristics transformed
|  | TAA | Trafo | elektrienergiat muundav objekt, vahelduvvoolust vahelduvvooluks muundamiseks, sagedust muutmata | eraldustrafo | Transformer | electric energy transforming object from AC to AC without change of the frequency | isolating transformer
|  | TAB | Alalisvoolumuundur | elektrienergiat muundav objekt, alalisvoolust alalisvooluks muundamiseks |  | DC/DC converter | electric energy transforming object from DC to DC
|  | TAC | Sagedusmuundur | elektrienergiat muundav objekt, vahelduvvoolust vahelduvvooluks muundamiseks, sagedust muutes | jõuajam | Frequency converter | electric energy transforming object from AC to AC while changing the frequency | power drive
|  | TAD | Faasimuundur | elektrienergiat muundav objekt, vahelduvvoolust vahelduvvooluks muundamiseks, muutes voolude ja pingete vahelist nurka |  | Phase shifter | electric energy transforming object from AC to AC while shifting the angle between voltages and currents
| TB? |  | Elektrienergiat teisendav objekt | muundav objekt, elektrienergia mõttes, muutes vahelduvvoolu- ja alalisvooluomaduse vahel | teisendamise viis | Electric energy converting object | transforming object of electric energy changing between AC and DC | kind of transformation
|  | TBA | Alaldi | elektrienergiat teisendav objekt, vahelduvvoolust alalisvooluks teisendav | toiteallikas | Rectifier | electric energy converting object converting from AC to DC | power supply
|  | TBB | Inverter | elektrienergiat teisendav objekt, alalisvoolust vahelduvvooluks teisendav | toiteallikas | Inverter | electric energy converting object converting from DC to AC | power supply
|  | TBC | Kahesuunaline konverter | elektrienergiat teisendav objekt, vahelduvvoolust alalisvooluks või alalisvoolust vahelduvvooluks teisendav |  | Bidirectional converter | electric energy converting object converting from AC to DC or DC to AC
| TC? |  | Universaalne toiteallikas | muundav objekt, elektrienergia mõttes, vahelduvvoolust ja alalisvoolust vahelduvvooliks või alalisvooluks muundamiseks | toiteallika väljundi tüüp | Universal power supply | transforming object of electric energy from AC and DC to AC or DC | kind of supply output
|  | TCA | Universaalne vahelduvvoolu toiteallikas | universaalne toiteallikas, mis pakub vahelduvvoolu | toiteallikas | Universal AC power supply | universal power supply providing AC | power supply
|  | TCB | Universaalne alalisvoolu toiteallikas | universaalne toiteallikas, mis pakub alalisvoolu | toiteallikas | Universal DC power supply | universal power supply providing DC | power supply
| TF? |  | Signaali muundav objekt | muundav objekt, signaali mõttes | muundamise tüüp | Signal converting object | transforming object of signal | kind of conversion
|  | TFA | Võimendi | signaali muundav objekt, signaali kuju säilitav |  | Amplifier | signal converting object maintaining the signal form
|  | TFB | Signaaliantenn | signaali muundav objekt, juhtmega ja juhtmeta kuju vahel | antenn, induktiivsignaalantenn, IR-diood, infrapunasaatja, ostsillaator, raadiosignaali antenn | Signal antenna | signal converting object between a wired and wireless form | aerial, antenna, inductive signal antenna, IR diode, IR sender, oscillator, RF signal antenna
|  | TFC | Signaalimuundur | signaali muundav objekt, juhtmega kujude vahel | optiline ühendus, muundur | Signal converter | signal converting object between wired forms | optocoupler, transducer
|  | TFD | Optiline saatja-vastuvõtja | signaali muundav objekt, elektrilise ja optilise kuju vahel |  | Optical receiver/transmitter | signal converting object between electrical and optical form
|  | TFE | Telefon | signaali muundav objekt, helilainete ja elektrisignaalide kuju vahel | mobiiltelefon, telefon | Telephone | signal converting object between acoustic waves and electrical signals | cell phone, mobile phone, phone
| TL? |  | Mehaaniline energiat muundav objekt | muundav objekt, mehaanilise energia mõttes | teisendamise viis | Mechanical energy transforming object | transforming object of mechanical energy | kind of transformation
|  | TLA | Ülekanne | mehaanilist energiat muundav objekt, kiirust muutev | automaatkäigukast, juhtsidur, jagamisülekanne, kiiruskonverter | Gear | mechanical energy transforming object modifying velocity | automatic gear, control coupling, indexing gear, speed convertor
|  | TLB | Väändemomendikonverter | mehaanilist energiat muundav objekt, väänet muutev |  | Torque converter | mechanical energy transforming object modifying torque
|  | TLC | Kang | mehaanilist energiat muundav objekt, jõudu muutev |  | Lever | mechanical energy transforming object modifying force
| TM? |  | Massi vähendav objekt | muundav objekt, aine mõttes, massi vähendamise abil | töötlemise viis | Mass reduction object | transforming object of matter by mass reduction | kind of process
|  | TMA | Puurimismasin | massi vähendav objekt, mehaanilise toimingu abil | sisetreipink, jahvataja, mulgustamismasin, saag, pööramismasin | Drilling machine | mass reduction object by a mechanical process | boring machine, grinder, punching machine, saw, turning machine
|  | TMB | Soojuslik lõikur | massi vähendav objekt, soojusliku toimingu abil | electron discharge sawing machine, gaasilõikur, plasmakaarlõikur | Thermal cutter | mass reduction object by a thermal process | electron discharge sawing machine, gas cutting machine, plasma arc cutting machine
|  | TMC | Söövitusmasin | massi vähendav objekt, keemilise toimingu abil | sukeldussöövitusseade, pihustussöövitusseade | Etching machine | mass reduction object by a chemical process | immersion chemical mill, spray chemical mill
| TP? |  | Aine kuju muutev objekt | muundav objekt, aine mõttes, kuju muutmise abil | töötlemise viis | Matter reshaping object | transforming object of matter by shape reforming | kind of process
|  | TPA | Sepistamismasin | aine kuju muutev objekt, sepistamise abil | külmsepistusmasin, kuumsepistusmasin | Forging machine | matter reshaping object by forging | cold forging machine, hot forging machine
|  | TPB | Ekstruuder | aine kuju muutev objekt, ekstrusiooni abil |  | Extruder | matter reshaping object by extruding
|  | TPC | Traadi tõmbamise masin | aine kuju muutev objekt, tõmbamise teel | toru tõmbamise masin | Wire drawing machine | matter reshaping object by drawing | tube drawing machine
|  | TPD | Rullimismasin | aine kuju muutev objekt, rullimise või keerutamise abil | rihveldusmasin, rullpainutuspink, trugimispink, keermestamismasin | Rolling machine | matter reshaping object by rolling or spinning | knurling machine, sheet rolling machine, shear spinning machine, thread forming machine
|  | TPE | Painutamismasin | aine kuju muutev objekt, painutamise abil | lokkimismasin, kaanetamismasin | Bending machine | matter reshaping object by bending | curling machine, seaming machine
|  | TPF | Elektromagnetiline vormimismasin | aine kuju muutev objekt, suure energia abil | elektrohüdrauliline vormimismasin, plahvatusvormimismasin | Electromagnetic forming machine | matter reshaping object by high energy rate forming | electrohydraulic forming machine, explosive forming machine
| TR? |  | Orgaaniline taim | muundav objekt, kiirguse mõttes, fotosünteesi abil | puitumise tüüp | Organic plant | transforming object of radiation by photosynthesis | kind of woodiness
|  | TRA | Puu | orgaaniline taim, ühe puitunud tüvega |  | Tree | organic plant with a single woody stem
|  | TRB | Põõsas | orgaaniline taim, mitme puitunud tüvega | põõsas | Shrub | organic plant with several woody stems | bush
|  | TRC | Ronitaim | orgaaniline taim, pikkade võsudega, ronimisorganitega |  | Climber | organic plant with long shoots with climbing organs
|  | TRD | Rohttaim | orgaaniline taim, mis pole puitunud või on ebaoluliselt puitunud | lill, muru, köögiviljataim | Herb | organic plant that is not woody or is insignificantly woody | flower, grass, vegetable plant
U?? |  |  | Hoidev objekt | objekt teiste objektide paigal hoidmiseks | paigalhoidmise tüüp | Holding object | object for localising other objects | kind of positioning
| UA? |  | Paigutav objekt | hoidev objekt, määratletud asukohale kinnitamise abil | kinnitatava objekti tüüp | Positioning object | holding object by fixing at a defined position | kind of object to be fixed
|  | UAA | Isolaator | paigutav objekt, juhtme mõttes |  | Insulator | positioning object for conductor
|  | UAB | Kaabli kaelus | paigutav objekt, kaabli mõttes | kaabli läbiviik, kaabli sisestus | Cable gland | positioning object for cable | cable access, cable entry
|  | UAC | Valgustusarmatuur | paigutav objekt, valgusallika mõttes | valgusti | Light fixture | positioning object for light source | luminaire
|  | UAD | Trepi tala | paigutav objekt, trepiastme rõhtpinna mõttes | flants | Stair stringer | positioning object for tread | flange
|  | UAE | Latt | paigutav objekt, katte mõttes |  | Batten | positioning object for cover
|  | UAF | Vai | paigutav objekt, taime mõttes | spaleer, sõrestik | Stake | positioning object for plant | espalier, lattice
|  | UAG | Rööpavahekaliiber | paigutav objekt, rööpvahe mõttes | rajakaliiber | Rail gauge | positioning object for rail spacing | track gauge
|  | UAH | Kinniti | paigutav objekt, tööriista või töödeldava osa mõttes | padrun, padruniklots, pakk, paku padrun | Clamp | positioning object for tool or work piece | chuck, dog, jaw, lathe chuck
|  | UAJ | Sõiduki pukk | paigutav objekt, sõiduki mõttes | jalgrattapukk | Vehicle stand | positioning object for vehicle | bicycle stand
| UB? |  | Kandev objekt | hoidev objekt, kandmise abil | viisi tüüp | Carrying object | holding object by carrying | kind of method
|  | UBA | Kaabli renn | kandev objekt, diskreetsete kohtade vahel | suletud kaablikarbik, kaabliredel, kaabliriiul, paigaldustoru, juhtkanal, seadme tugiülesehitus, traadi juhtõõs | Cable tray | carrying object between discrete positions | cable duct, cable ladder, cable rack, conduit, duct channel, equipment support structure, wire duct
|  | UBB | Nagi | kandev objekt, diskreetses kohas, püstselt tõmmates | rippuv haak, aas, nöör | Hanger | carrying object at a discrete position by vertical pulling | hanging bracket, strap, string
|  | UBC | Trepiastme rõhtpind | kandev objekt, diskreetses kohas, astmete kaupa | varb, aste | Tread | carrying object at a discrete position by steps | rung, step
|  | UBD | Mast | kandev objekt, diskreetses kohas, püstselt lükates | elektrimast, post, tugikonsool, ülekandetorn | Mast | carrying object at a discrete position by vertical pushing | electricity pylon, pole, post, supporting bracket, transmission tower
|  | UBE | Laud | kandev objekt, diskreetsel tasandil, lükates | käigutee, operatsioonilaud, platvorm | Table | carrying object at a discrete plane by pushing | catwalk, operating table, platform
|  | UBF | Portaal | kandev objekt, diskreetsete kohtade vahel, määratletud tasemel |  | Portal | carrying object between discrete positions at a defined level
| UC? |  | Ümbritsev (sulgev) objekt | hoidev objekt, ümbritsemise (sulgemise) abil | viisi tüüp | Enclosing object | holding object by enclosing | kind of method
|  | UCA | Seadmekapp | ümbritsev (sulgev) objekt, seadmete mõttes | kapp, elektriseadme kest, elektripaneel, hoolduskamber, seadmepüstik, vooliku trumli kapp, tõmbekapp, anduri kest, alampüstik | Cubicle | enclosing object for devices | cabinet, electrical enclosure, electric panel, service chamber, server rack, hose reel cubicle, safety cabinet, sensor housing, sub-rack
|  | UCB | Taimepinnas | ümbritsev (sulgev) objekt, taimejuurte mõttes |  | Plant soil | enclosing object for plant roots
|  | UCC | Pliidi kubu | ümbritsev (sulgev) objekt, kohtventilatsiooni mõttes | tõmbekapp | Cooker hood | enclosing object for spot ventilation | safety cabinet
| UL? |  | Ehituslik toetav objekt | hoidev objekt, ehitusliku toe loomise abil | vormi ja toime tüüp | Structural supporting object | holding object by forming a structural support | kind of form and function
|  | ULA | Aluskiht | ehituslik toetav objekt, täitematerjali kihi kujul | aluskiht, tugikiht, sidumiskiht | Base course | structural supporting object in form of an aggregate material layer | aggregate base, base layer, binding layer
|  | ULB | Konsool | ehituslik toetav objekt, eendi kujul, mis toetab pealisehitist | ehiskronstein | Console | structural supporting object in form of a projection supporting an overlying structure | corbel
|  | ULC | Vai | ehituslik toetav objekt, survejõude ümbritsevale keskkonnale üle kandev, kõveral või sirgel lineaarsel kujul | hoone vundament, silla püloon, sokkel | Pile | structural supporting object in a curved or straight linear form transferring compressing forces to surrounding media | building foundation, bridge pylon, plinth
|  | ULD | Post | ehituslik toetav objekt, survejõude teistele ehituslikele objektidele üle kandev, kõveral või sirgel lineaarsel kujul | baluster, surveosa, piilar, vundamendipost, varras | Column | structural supporting object in a curved or straight linear form transferring compressing forces to other structural objects | baluster, compression member, pillar, foundation column, strut
|  | ULE | Tala | ehituslik toetav objekt, paindemomente taluv, sirgel lineaarsel kujul | alustala | Beam | structural supporting object in a straight linear form withstanding bending moments | foundation beam
|  | ULF | Tõmbediagonaal | ehituslik toetav objekt, tõmbejõude taluv, sirgel lineaarsel kujul | pinnaseankur, köis, side | Tension brace | structural supporting object in a straight linear form withstanding tensile forces | earth anchor, ground anchor, rope, tie
|  | ULG | Plokk | ehituslik toetav objekt, ploki kujul | tellis, vundamendiplokk, seadme alus, kivi | Block | structural supporting object in form of a block | brick, foundation block, machine foundation, stone
|  | ULH | Kaar | ehituslik toetav objekt, paindemomente taluv, kõveral lineaarsel kujul |  | Arch | structural supporting object in a curved linear form withstanding bending moments
|  | ULJ | Kaldtugi | ehituslik toetav objekt, survejõude ja paindemomente taluv, tasa- või kõverpinna kujul |  | Abutment | structural supporting object in a plane or curved surface form withstanding compression forces and bending moment
|  | ULK | Plaat | ehituslik toetav objekt, paindemomente taluv, rõhtsa tasapinna kujul | base grade, silla plaat, betoontekk, tekk, põrandaplaat, plaatvundamendi plaat, augu kate, plaat | Slab plate | structural supporting object in laying a plane surface form withstanding bending moments | base grade, bridge deck, concrete deck, deck, floor slab, foundation slab, hole deck, slab
|  | ULL | Tugimüür | ehituslik toetav objekt, paindemomente taluv, püstse tasapinna kujul | konsoolsein, sein pinnase valgumise vältimiseks, sulundsein | Retaining wall plate | structural supporting object in a standing plane or curved surface form withstanding bending moments | cantilever wall, gravity wall, sheet piling
|  | ULM | Seinapaneel | ehituslik toetav objekt, survejõude taluv, tasa- või kõverpinna kujul | betoonelement, fassaadsein, alussein, kandesein, sein | Wall plate | structural supporting object in a plane or curved surface form withstanding compression forces | concrete element, facing wall, foundation wall, load-bearing wall, wall
|  | ULN | Kest | ehituslik toetav objekt, tõmbejõude taluv, tasa- või kõverpinna kujul | põhja plaat, kere plaat, laevakere plaat, eelpingestatud kattepaneel | Shell | structural supporting object a plane or curved surface form withstanding tensile forces | bilge plate, hull plate, ship hull plate, stressed skin panel
|  | ULP | Kaarping | ehituslik toetav objekt, paindemomente taluv, kõverpinna kujul | kuppel, lamina, torutunnel, võlv | Continuous arch | structural supporting object in a curved surface form withstanding bending moments | dome, lamina, pipe tunnel, vault
|  | ULQ | Kandeplaat | ehituslik toetav objekt, koormust sõlmedes jaotav, lameda pinna kujul | plaat, rõhu jaotamine, tugikiil | Bearing plate | structural supporting object a flat surface form distributing loads in joints | plate, pressure distribution, support wedge
|  | ULR | Kandetross | ehituslik toetav objekt, tõmbejõude taluv, kõveral lineaarsel kujul |  | Catenary | structural supporting object in a curved linear form withstanding tensile forces
| UM? |  | Tugevdav objekt | hoidev objekt, tugevdamise abil | viisi tüüp | Reinforcing object | holding object by reinforcement | kind of method
|  | UMA | Tugevdav varras | tugevdav objekt, sardvardana | tugevduslatt, kaljupolt | Reinforcing rod | reinforcing object as an embedded rod | reinforcement bar, rock bolt
|  | UMB | Tugevdav võrk | tugevdav objekt, sardvõrgu või -kangana | sarrusvõrk | Reinforcing mesh | reinforcing object as an embedded mesh or fabric | rebar mesh
|  | UMC | Tugevdav massiivne kiht | tugevdav objekt, massiga kihina | katendi tugevdus | Reinforcing mass layer | reinforcing object as a mass layer | pavement reinforcement
|  | UMD | Tugevdav aine | tugevdav objekt, sees oleva ainena | betooni injektsioon, injektsioonvai | Reinforcing matter | reinforcing object as an embedded matter | concrete injection, lime column
|  | UME | Turvalöögiplaat | tugevdav objekt, luku riivina |  | Security strike plate | reinforcing object as a lock latch
|  | UMF | Jätk | tugevdav objekt, ainetevahelise täitena | jätkuplaat | Splice | reinforcing object as an intermediate filling | splice plate
|  | UMG | Pinnase püstne drenaaž | tugevdav objekt, püstse dreenina |  | Soil vertical drain | reinforcing object by vertical draining
|  | UMH | Betoonvalu | tugevdav objekt, betoonvaluna |  | Concrete spurting | reinforcing object by concrete spurting
|  | UMJ | Betoonvooder | tugevdav objekt, betoonvoodrina |  | Concrete lining | reinforcing object by concrete lining
|  | UMK | Jäigastaja | tugevdav objekt, jäigastaja abil | tugipiilar, kontraforss, kaartugipiilar, ribi | Stiffener | reinforcing object by stiffener | buttress, counterfort, flying buttress, rib
|  | UML | Diagonaalside | tugevdav objekt, diagonaalsideme abil |  | Diagonal bonding | reinforcing object by diagonal bonding
|  | UMM | Tugitross | tugevdav objekt, trossidena |  | Stabilizing cable | reinforcing object as cables
|  | UMN | Rõhtreeling | tugevdav objekt, rõhtsa reelinguna |  | Horizontal rail | reinforcing object as a horizontal rail
|  | UMP | Pinnasest survetamm | tugevdav objekt, mis oma vastukaaluga stabiliseerib pinnase |  | Earth pressure embankment | reinforcing object which by its counterweight stabilizes soil
| UN? |  | Raamiv objekt | hoidev objekt, teiste objektide raamimise abil | viisi tüüp | Framing object | holding object by framing other objects | kind of method
|  | UNA | Kinnitav raam | raamiv objekt, kinnitatava raamiga | ukseraam, aknaraam | Fixed frame | framing object with a fixed frame | door frame, window frame
|  | UNB | Lävi | raamiv objekt, läbipääsu alumise osana |  | Threshold | framing object with the lowest part of gate abutting
|  | UNC | Liigutatav raam | raamiv objekt, liigutatava raamiga | aknaklaasi raam | Movable frame | framing object with a moveable frame | windowpane frame
|  | UND | Klaasimise pulkraam | raamiv objekt, paneeli või ukse (klaasimise) jagajana | aknapulk | Glazing bar frame | framing object dividing a sash or door | glazing bar
| UP? |  | Ühendav objekt | hoidev objekt, mittestaatilise ühendamise abil | viisi tüüp | Jointing object | holding object by non-static jointing | kind of method
|  | UPA | Laagerdus | ühendav objekt, laagerduse abil | kuullaager, rull-laager, hõõrdlaager | Bearing | jointing object by bearing | ball bearing, roller bearing, sliding object
|  | UPB | Hing | ühendav objekt, mehaanilise ühenduse abil | elastne kinnitus, paisumisühendus, liikumisühendus | Hinge | jointing object by mechanical joint | elastic fastening, expansion joint, movement joint
|  | UPC | Keemiline ühendus | ühendav objekt, keemilise ühendamise abil | tsement, structural joint | Chemical joint | jointing object by chemical bonding | cement, structural joint
| UQ? |  | Kinnitav objekt | hoidev objekt, staatilise ühendamise abil | viisi tüüp | Fastening object | holding object by static jointing | kind of method
|  | UQA | Ankruplaat | kinnitav objekt, jäikade ja püsivate mehaaniliste vahenditega | paigaldusaas, nael, neet | Anchor plate | fastening object by rigid and permanent mechanical means | mounting bracket, nail, rivet
|  | UQB | Polt | kinnitav objekt, jäikade ja reversiivsete mehaaniliste vahenditega | paigaldusaas, mutter, rööpakinniti, kruvi | Bolt | fastening object by rigid and reversible mechanically means | mounting bracket, nut, rail fastener, screw
|  | UQC | Keemiline ühendus | kinnitav objekt, keemilise ühendamise abil | keevisõmblus | Chemical bond | fastening object by chemical bonding | weld seam
| UT? |  | Tasandav objekt | hoidev objekt, tasandamise abil | viisi tüüp | Levelling object | holding object for levelling | kind of method
|  | UTA | Täidis | tasandav objekt, määratletud profiiliga pinda pakkuv, materjali lisamise abil |  | Filling | levelling object providing a defined profiled surface of plane by adding material
|  | UTB | Välja kaevamine | tasandav objekt, määratletud profiiliga pinda pakkuv, materjali eemaldamise abil | mustriga pinnas | Excavation | levelling object providing a defined profiled surface of plane by removing material | patterned ground
| UU? |  | Olemasolev pinnas | hoidev objekt, olemasoleva pinnase abil | materjali tüüp | Existing ground | holding object being existing ground | kind of material
|  | UUA | Kalju | olemasolev pinnas, kalju |  | Rock | existing ground of rock
|  | UUB | Hõõrdumise pinnas | olemasolev pinnas, hõõrdumise pinnas |  | Friction soil | existing ground of friction soil
|  | UUC | Sidus pinnas | olemasolev pinnas, sidus pinnas |  | Cohesive soil | existing ground of cohesive soil
|  | UUD | Orgaaniline pinnas | olemasolev pinnas, orgaaniline pinnas |  | Organic soil | existing ground of organic soil
|  | UUE | Täidetud materjal | olemasolev pinnas, täidetud pinnas |  | Filled material | existing ground of filled material
W?? |  |  | Suunav objekt | objekt ühest kohast teise juhtimiseks | voolu tüüp ja tehnoloogia tüüp | Guiding object | object for leading from one place to another | kind of flow and kind of technology
| WB? |  | Kõrgepingega elektrienergia suunav objekt | suunav objekt, kõrgepingelise elektrienergia mõttes | viisi tüüp | High voltage electric energy guiding object | guiding object of high voltage electric energy | kind of method
|  | WBA | Kõrgepingelatistus | kõrgepinge-elektrienergiat suunav objekt, latistuse abil |  | High voltage busbar | high voltage electric energy guiding object by a busbar
|  | WBB | Kõrgepingekaabel | kõrgepinge-elektrienergiat suunav objekt, kaabli abil |  | High voltage cable | high voltage electric energy guiding object by a cable
|  | WBC | Kõrgepingejuhe | kõrgepinge-elektrienergiat suunav objekt, juhtme abil |  | High voltage wire | high voltage electric energy guiding object by a wire
|  | WBD | Kõrgepingeläbiviik | kõrgepinge-elektrienergiat suunav objekt, ümbrisest, seinast või piirdest läbi |  | High voltage bushing | high voltage electric energy guiding object through an enclosure, wall or barrier
| WD? |  | Madalpinge-elektrienergiat suunav objekt | suunav objekt, madalpingelise elektrienergia mõttes | viisi tüüp | Low voltage electric energy guiding object | guiding object of low voltage electric energy | kind of method
|  | WDA | Madalpingelatistus | madalpinge-elektrienergiat suunav objekt, latistuse abil |  | Low voltage busbar | low voltage electric energy guiding object by a busbar
|  | WDB | Madalpingekaabel | madalpinge-elektrienergiat suunav objekt, kaabli abil |  | Low voltage cable | low voltage electric energy guiding object by a cable
|  | WDC | Madalpingejuht | madalpinge-elektrienergiat suunav objekt, juhtme abil |  | Low voltage wire | low voltage electric energy guiding object by a wire
|  | WDD | Madalpingeläbiviik | madalpinge-elektrienergiat suunav objekt, ümbrisest, seinast või piirdest läbi |  | Low voltage bushing | low voltage electric energy guiding object through an enclosure, wall or barrier
| WE? |  | Võrdluspotentsiaali juhtiv objekt | suunav objekt, võrdluspotentsiaali mõttes | viisi tüüp | Reference potential guiding object | guiding object of a reference potential | kind of method
|  | WEA | Maandav latt | võrdluspotentsiaali suunav objekt, maapotentsiaali mõttes, latistuse abil |  | Earthing rail | reference potential guiding object of earth by a busbar
|  | WEB | Maandav kaabel | võrdluspotentsiaali suunav objekt, maapotentsiaali mõttes, kaabli abil |  | Earthing cable | reference potential guiding object of earth by a cable
|  | WEC | Potentsiaali ühtlustav latt | võrdluspotentsiaali suunav objekt, latistuse mõttes |  | Equipotential bonding rail | reference potential guiding object by a busbar
|  | WED | Potentsiaali ühtlustav kaabel | võrdluspotentsiaali suunav objekt, kaabli abil |  | Equipotential bonding cable | reference potential guiding object by a cable
| WG? |  | Elektrilist signaali suunav objekt | suunav objekt, elektriliste signaalide mõttes | otstarbe tüüp | Electric signal guiding object | guiding object for electric signals | kind of purpose
|  | WGA | Juhtimiskaabel | elektrilist signaali suunav objekt, juhtimise ja mõõtmise mõttes |  | Control cable | electric signal guiding object for controlling and measuring
|  | WGB | Andmekaabel | elektrilist signaali suunav objekt, andmete ülekande mõttes | andmesiin | Data cable | electric signal guiding object for data transmission | data bus
|  | WGC | Elektrisignaali läbiviik | elektrilist signaali suunav objekt, ümbrisest või seinast läbi |  | Electric signal bushing | electric signal guiding object through an enclosure or wall
| WH? |  | Valgust suunav objekt | suunav objekt, valguse mõttes | voolu tüüp | Light guiding object | guiding object for light | kind of flow
|  | WHA | Valguskaabel | valgust suunav objekt, signaali ülekande mõttes |  | Fibre optical cable | light guiding object for signal transmission
|  | WHB | Valguskiud | valgust suunav objekt, valguse ülekande mõttes | valgusjuht, valguslainejuht | Optical light fibre | light guiding object for light transmission | optical light guide, optical wave guide
|  | WHC | Lääts | valgust suunav objekt, määratletud valguse murdumise mõttes |  | Lens | light guiding object for defined light refraction
|  | WHD | Peegel | valgust suunav objekt, määratletud valguse peegeldumise mõttes | valgusreflektor | Mirror | light guiding object for defined light reflection | light reflector
| WJ? |  | Heli juhtiv objekt | suunav objekt, heli mõttes | viisi tüüp | Sound guiding object | guiding object for sound | kind of method
|  | WJA | Helipeegeldi | heli juhtiv objekt, peegeldumise abil |  | Sound reflector | sound guiding object by reflection
| WL? |  | Tahket ainet suunav objekt | suunav objekt, avatud ümbrises, tahke aine mõttes | viisi tüüp | Solid matter guiding object | guiding object of solid matter in open enclosure | kind of method
|  | WLA | Rull-laud | tahket ainet suunav objekt, rullimise abil |  | Roller table | solid matter guiding object by rolling
|  | WLB | Renn | tahket ainet suunav objekt, libisemise abil | kaldpind, torukonveier | Chute | solid matter guiding object by sliding | inclined plane, tube conveyer
| WM? |  | Avatud ümbrisega suunav objekt | suunav objekt, avatud ümbrises, vedeliku ja/või gaasi voolu mõttes | viisi tüüp | Open enclosure guiding object | guiding object of fluid flow in open enclosure | kind of method
|  | WMA | Drenaažikiht | avatud ümbrisega suunav objekt, kihis | infiltratsioonikiht, õhutamiskiht | Drainage layer | open enclosure guiding object in a layer | infiltration layer, aeration layer
|  | WMB | Renn | avatud ümbrisega suunav objekt, avatud juhtmes, vedeliku mõttes | räästarenn, räästaküna, vihmaveerenn | Gutter | open enclosure guiding object for liquid in open conduit | eaves gutter, eaves trough, rain gutter
|  | WMC | Katuseneel | avatud ümbrisega suunav objekt, avatud pinnaga, vedeliku mõttes |  | Drain liquid flashing | open enclosure guiding object for liquid with an open surface
|  | WMD | Veenina | avatud ümbrisega suunav objekt, suunamise abil, vedeliku mõttes |  | Drip nose | open enclosure guiding object for liquid by projection
|  | WME | Tilgaplekk | avatud ümbrisega suunav objekt, vedelikku dreeniva profiili abil, vedeliku mõttes |  | Gutter drip | open enclosure guiding object for liquid by liquid-draining profile
|  | WMF | Dreentoru | avatud ümbrisega suunav objekt, mulgustatud toru abil | infiltratsioonitoru, õhutamise toru | Drainpipe | open enclosure guiding object by perforated pipe | infiltration pipe, aeration pipe
|  | WMG | Infiltratsioonikamber | avatud ümbrisega suunav objekt, kambris | õhutamiskaev, radoonikaev | Infiltration chamber | open enclosure guiding object in a chamber | aeration well, radon well
| WP? |  | Suletud ümbrisega suunav objekt | suunav objekt, sulatud ümbrisega, aine voolu mõttes | rakendatava vormi tüüp | Closed enclosure guiding object | guiding object of matter flow in closed enclosure | kind of form applied
|  | WPA | Toru | suletud ümbrisega suunav objekt, jäigal ümaral kujul |  | Pipe | closed enclosure guiding object in a circular rigid form
|  | WPB | Kanal | suletud ümbrisega suunav objekt, mitte-ümaral jäigal kujul | korsten | Duct | closed enclosure guiding object in a non-circular rigid form | chimney
|  | WPC | Voolik | suletud ümbrisega suunav objekt, painduval kujul |  | Hose | closed enclosure guiding object in a flexible form
| WQ? |  | Mehaanilist energiat suunav objekt | suunav objekt, mehaanilise energia mõttes | viisi tüüp | Mechanical energy guiding object | guiding object of mechanical energy | kind of method
|  | WQA | Ajami telg | mehaanilist energiat suunav objekt, võlli abil | telg | Drive axle | mechanical energy guiding object by a shaft | axle
|  | WQB | Ajami rihm | mehaanilist energiat suunav objekt, rihma abil | moving line, kiilrihm | Drive belt | mechanical energy guiding object by a belt | moving line, v-belt
|  | WQC | Ajami kett | mehaanilist energiat suunav objekt, keti abil | kett | Drive chain | mechanical energy guiding object by a chain | chain
|  | WQD | Ajami hoob | mehaanilist energiat suunav objekt, hoovastiku abil |  | Drive link | mechanical energy guiding object by a linkage
|  | WQE | Ratas | mehaanilist energiat suunav objekt, ratta abil | hammasratas | Wheel | mechanical energy guiding object by a wheel | cogwheel, gearwheel
|  | WQF | Hammaslatt | mehaanilist energiat suunav objekt, hammaslati abil |  | Toothed bar | mechanical energy guiding object by a toothed bar
|  | WQG | Hüdrauliline voolik | mehaanilist energiat suunav objekt, vedelikühenduse abil | hüdrotoru, pneumovoolik, pneumotoru | Hydraulic hose | mechanical energy guiding object by a fluid link | hydraulic pipe, pneumatic hose, pneumatic pipe
| WR? |  | Rööpaobjekt | suunav objekt, rööbastega seotud sõidukitele | viisi tüüp | Rail object | guiding object for track bound objects | kind of method
|  | WRA | Rööbastee | rööpaobjekt, suunatud rada pakkuv | rööbastee | Track | rail object providing a directed path | rail track
|  | WRB | Rööbastee ristmik | rööpaobjekt, ristumist pakkuv |  | Track crossing | rail object providing a crossing
| WV? |  | Soojusenergiat suunav objekt | suunav objekt, soojusenergia mõttes | viisi tüüp | Thermal energy guiding object | guiding object for thermal energy | kind of method
|  | WVA | Soojusjuht | soojusenergiat suunav objekt, tahke massi abil | (jahutus)radiaator | Thermal conductor | thermal energy guiding object by a solid mass | heat sink
|  | WVB | Termopasta | soojusenergiat suunav objekt, püsiva vedela massi abil |  | Thermal paste | thermal energy guiding object by a static fluid mass
| WZ? |  | Mitut voolu suunav objekt | suunav objekt mitut tüüpi vooludega | viisi tüüp | Multiple flow guiding object | guiding object with multiple kinds of flows | kind of method
|  | WZA | Teeninduskaabel | mitut voolu suunav objekt, elektrienergia, mehaanilise energia, elektrilise signaali, optilise signaali ja/või gaasi ja/või vedeliku mõttes |  | Umbilical cable | multiple flow guiding object of electrical energy, mechanical energy, electrical signal, optical signals and/or fluid
X?? |  |  | Liidestav objekt | objekt, objekti liidestamiseks | voolava objekti tüüp ja viisi tüüp | Interfacing object | object for interfacing an object | kind of object flowing and kind of method
| XB? |  | Kõrgepingeline ühendav objekt | liidestav objekt, kõrgepingelise elektrivõimsuse mõttes | viisi tüüp | High voltage connecting object | interfacing object for high voltage electric power | kind of method
|  | XBA | Kõrgepingeline klemm | kõrgepingeline ühendav objekt, ühe ühenduse mõttes | kinniti, kaablipea, kõrgepingekaabli jätkumuhv, ühenduskarp | High voltage terminal | high voltage connecting object for a single connection | clamp, cable head, high voltage cable joint, junction box
|  | XBB | Kõrgepingeline pistikupesa | kõrgepingeline ühendav objekt, pistikühenduste mõttes | kõrgepingeklemm | High voltage socket | high voltage connecting object for pluggable connections | high voltage connector
|  | XBC | Kõrgepingeline klemmikarp | kõrgepingeline ühendav objekt, mitme kohtkindla ühenduse mõttes |  | High voltage terminal box | high voltage connecting object for multiple fixed connections
| XD? |  | Madalpingeline ühendav objekt | liidestav objekt, madalpingelise elektrivõimsuse mõttes | viisi tüüp | Low voltage connecting object | interfacing object for low voltage electric power | kind of method
|  | XDA | Elektriklemm | madalpingeline ühendav objekt, ühe ühenduse mõttes | madalpingekaabli jätkumuhv, madalpingeklemm | Electric terminal | low voltage connecting object for a single connection | low voltage cable joint, low voltage terminal
|  | XDB | Madalpingeline tugevvoolupistik | madalpingeline ühendav objekt, pistikühenduste mõttes | madalpingepistik, pistik, pistikupesa | Low voltage power socket | low voltage connecting object for pluggable connections | low voltage plug, plug, socket
|  | XDC | Klemmikarp | madalpingeline ühendav objekt, mitme kohtkindla ühenduse mõttes |  | Terminal box | low voltage connecting object for multiple fixed connections
|  | XDD | Tugevvoolu väljund | madalpingeline ühendav objekt, (elektri)tarviti kohtkindla ühenduse mõttes, painduva kaabli abil |  | Power outlet | low voltage connecting object for fixed connection of a flexible cable for a current-using equipment
|  | XDE | Tugevvoolu jaotur | madalpingeline ühendav objekt, mitme pistikühendusega (elektri)tarviti mõttes |  | Power distributer | low voltage connecting object of multiple pluggable current-using equipment
| XE? |  | Potentsiaali ühendav objekt | liidestav objekt, maa- või võrdluspotentsiaali mõttes | potentsiaali ja viisi liik | Potential connecting object | interfacing object for earth or reference potential | kind of potential and method
|  | XEA | PE-klemm | potentsiaali ühendav objekt, PE-juhiga ühendamise mõttes | kaitsejuhiklemm, kaitsemaandusjuhiklemm | PE terminal | potential connecting object for connecting to PE-conductors | protective conductor terminal, protective earthing conductor terminal
|  | XEB | PB-klemm | potentsiaali ühendav objekt, PB-juhiga ühendamise mõttes | kaitsepotentsiaaliühtlustuse klemm | PB terminal | potential connecting object for connecting to PB conductors | protective bonding terminal
|  | XEC | FE-klemm | potentsiaali ühendav objekt, FE-juhiga ühendamise mõttes | talitlusmaandusklemm | FE terminal | potential connecting object for connecting to FE-conductors | functional earthing terminal
|  | XED | FB-klemm | potentsiaali ühendav objekt, FB-juhiga ühendamise mõttes | talitlusliku potentsiaaliühtlustuse klemm | FB terminal | potential connecting object for connecting to FB conductors | functional bonding terminal
|  | XEE | Maanduselektrood (maandur) | potentsiaali ühendav objekt, maaga elektrilist ühendust pakkuv |  | Earth electrode | potential connecting object providing electrical contact with earth
|  | XEF | Piksevarras | potentsiaali ühendav objekt, välgu elektriahelaga ühendamise mõttes |  | Collector | potential connecting object connecting lightning to an electrical circuit
| XG? |  | Elektrilist signaali ühendav objekt | liidestav objekt, elektriliste signaalide mõttes | viisi tüüp | Electric signal connecting object | interfacing object for electric signals | kind of method
|  | XGA | Signaali pesa | elektrilist signaali ühendav objekt, ühe pistikuga ühenduse mõttes |  | Signal socket | electric signal connecting object for single pluggable interconnections
|  | XGB | Terminal | elektrilist signaali ühendav objekt, ühe ühenduse mõttes |  | Terminal | electric signal connecting object for a single interconnection
|  | XGC | Ühenduspaneel | elektrilist signaali ühendav objekt, mitme liini ühendamise mõttes |  | Patch panel | electric signal connecting object among several lines
|  | XGD | Signaali jaotur | elektrilist signaali ühendav objekt, mitme pistikuga ühenduse mõttes | jaotur | Signal distributor | electric signal connecting object for multiple pluggable interconnections | hub
| XH? |  | Valgust ühendav objekt | liidestav objekt, optiliste kiudude mõttes | viisi tüüp | Light connecting object | interfacing object of optical fibres | kind of method
|  | XHA | Kohtkindel valguskiu pistikupesa | valgust ühendav objekt, pistikutega ühenduste mõttes | optiline pistik, optiline pistikupesa | Fixed light fibre socket | light connecting object for pluggable connections | optical plug, optical socket
| XK? |  | Koguv liidestav objekt | liidestav objekt, kokku koguv, voolu sisse söötev | kogutava objekti tüüp | Collecting interfacing object | interfacing object collecting for feeding into a flow | kind of object collected
|  | XKA | Valamu | koguv liidestav objekt, heitvee mõttes | bidee | Sink | collecting interfacing object of wastewater | bidet
|  | XKB | Tualett | koguv liidestav objekt, rooja ja uriini mõttes | WC | Toilet | collecting interfacing object of faeces and urine | WC
|  | XKC | Pissuaar | koguv liidestav objekt, ainult uriini mõttes |  | Urinal | collecting interfacing object of urine only
|  | XKD | Tilgatass | koguv liidestav objekt, tehnilises süsteemis üle jääva vedeliku mõttes |  | Drip cup | collecting interfacing object of surplus liquid from technical system
|  | XKE | Põrandatrapp | koguv liidestav objekt, ülejäägi mõttes |  | Floor drain | collecting interfacing object of surplus
| XM? |  | Suletud voolu liidestav objekt | liidestav objekt, suletud materjali voolu mõttes | viisi tüüp | Sealed flow connecting object | Interfacing object for sealed material flow | kind of method
|  | XMA | Toruflants | suletud voolu liidestav objekt, reversiivsel viisil | padrunipesa, tuletõrjevooliku liides, voolikuliides, voolikuäärik, toruliides, toruflants | Tube flange | sealed flow connecting object by a reversible form | chamber, fire hose coupler, hose coupler, hose flange, pipe coupler, pipe flange
|  | XMB | Toruliitmik | suletud voolu liidestav objekt, pöördumatul viisil | liimliitmik, voolikuliitmik, toruliitmik, pressliitmik, jooteliitmik | Tube fitting | sealed flow connecting object by an irreversible form | glue fitting, hose fitting, pipe fitting, press fitting, solder fitting
| XN? |  | Kinnissidur | liidestav objekt, mehaanilise jõu pideva ülekande mõttes | viisi tüüp | Non-detachable coupling | interfacing object for continuous transfer of mechanical forces | kind of method
|  | XNA | Flantssidur | kinnissidur, võllide mõttes, flantsipaari abil |  | Flange coupler | non-detachable coupling of shafts by a pair of flanges
|  | XNB | Lõhestatud muhvsidur | kinnissidur, võllide mõttes, lõhestatud muhvi abil | muhvsidur, muhvühendus | Split-muff coupler | non-detachable coupling of shafts by a splitted sleeve | box coupling, sleeve coupling
|  | XNC | Hirth'i sidur | kinnissidur, paralleelsete võllide vahel, kokkusobivate hammaste ja uurete abil | Hirth'i ühendus, Hirth'I liigend | Hirth coupler | non-detachable coupling between parallel shafts by teeth and grooves meshing together | Hirth coupling, Hirth joint
|  | XND | Kardaanühendus | kinnissidur, mittejoondatud võllide jõu ülekande mõttes | painduv sidur, Hardy-Spicer'I sidur, Hooke'I liigend, U-liigend, universaalsidur | Cardan joint | non-detachable coupling for transmitting power of misaligned shafts | flexible coupling, Hardy-Spicer joint, Hooke's joint, U-joint, universal coupling
|  | XNE | Kruvisidur | kinnissidur, kahe liikuva objekti haaramise ja ühendamise mõttes |  | Buffer-and-chain coupler | non-detachable coupling to catch and connect two moving objects
|  | XNF | Aas-sõrmühendus | kinnissidur, kahe liikuva objekti kinnitamise mõttes |  | Link-and pin coupler | non-detachable coupling to fix two moving objects
| XP? |  | Lahutav sidur | liidestav objekt mehaanilise jõu, katkeva ülekande mõttes | viisi tüüp | Detachable coupling | interfacing object for discontinuous transfer of mechanical forces | kind of method
|  | XPA | Hõõrdsidur | lahutav sidur, jõu ülekandmise mõttes, hõõrdejõudude vahendusel | tsentrifugaalsidur, hüdrosidur | Friction clutch | detachable coupling for power transmission by means of frictional forces | centrifugal clutch, hydraulic clutch
|  | XPB | Vedeliksidur | lahutav sidur, jõu ülekandmise mõttes, hüdrodünaamiliste nähtuste abil |  | Fluid coupling | detachable coupling for power transmission by means of hydrodynamic effect
|  | XPC | Vabajooksusidur | lahutav sidur, jõu ülekandmise mõttes, tähesti vahendusel | vabajooksusidur | Overrunning clutch | detachable coupling for power transmission by interlocking means | freewheel clutch
|  | XPD | Magnetiline tõstuk | lahutav objekt, jõu ülekandmise mõttes, magnetjõudude vahendusel | magnetühendusega tõsteseade | Magnetic hoist | detachable coupling for load by means of magnetic force | magnetic head hoisting device
| XS? |  | Tasandeid ühendav komponnent | liidestav objekt, tasandite ühendamise mõttes | viisi tüüp | Level connecting component | interfacing object connecting levels | kind of method
|  | XSA | Trepimade | tasandeid ühendav objekt, trepikäikudega ühendatud rõhtplaadi kujul | maabumistrepp | Landing | level connecting object in the form of a horizontal plane connected to a flight of stairs | gangway
|  | XSB | Trepikäik | tasandeid ühendav objekt, järjestikuste astmete kujul |  | Flight of stairs | level connecting object in the form of sequential steps
|  | XSC | Redel | tasandeid ühendav objekt, järjestikuste varbade või lattide kujul |  | Ladder | level connecting object in the form of sequential rungs or bars
|  | XSD | Ramp | tasandeid ühendav objekt, kaldpinna kujul |  | Ramp | level connecting object in the form of an inclined plane
|  | XSE | Tuletõrjuja liugpost | tasandeid ühendav objekt, püstposti kujul |  | Fireman’s pole | level connecting object in the form of a vertical pole
| XT? |  | Ruumiliselt ühendav objekt | liigestav objekt, ruumi ühendamise mõttes | viisi tüüp | Space linking object | interfacing object linking space | kind of method
|  | XTA | Auk | ruumiliselt ühendav objekt, läbistuse kujul | avaus | Hole | space linking object in the form of penetration | opening
|  | XTB | Õõs | ruumiliselt ühendav objekt, õõne kujul | õõs | Box-out | space linking object in the form of cavity | cavity
| XZ? |  | Mitut voolu ühendav objekt | liidestav objekt mitut tüüpi vooludega | viisi tüüp | Multiple flow connector object | interfacing object with multiple kinds of flows | kind of method
|  | XZA | Mitmikühendus | mitut voolu ühendav objekt, elektrienergia, elektrilise signaali, optilise signaali ja/või vedeliku mõttes |  | Multi connector | multiple flow connector object of electric energy, electrical signal, optical signals and/or fluid
Note on J40: https://en.wikipedia.org/wiki/Energy_density
Note on E120: [Threaded comment] Your version of Excel allows you to read this threaded comment; however, any edits to it will get removed if the file is opened in a newer version of Excel. Learn more: https://go.microsoft.com/fwlink/?linkid=870924 Comment: CLA - originaalis (IEC standard) - Pool, meie "Bassein"
Note on E134: [Threaded comment] Your version of Excel allows you to read this threaded comment; however, any edits to it will get removed if the file is opened in a newer version of Excel. Learn more: https://go.microsoft.com/fwlink/?linkid=870924 Comment: CPD - originaalis (kristallide mahuti) - meil "Kristalliseerumise mahuti"
Note on E180: [Threaded comment] Your version of Excel allows you to read this threaded comment; however, any edits to it will get removed if the file is opened in a newer version of Excel. Learn more: https://go.microsoft.com/fwlink/?linkid=870924 Comment: EQC ja EQD - originaalis mõlemad "jahuti", meil eristus "õhkjahuti" ja "vedelikjahuti"
Note on E624: [Threaded comment] Your version of Excel allows you to read this threaded comment; however, any edits to it will get removed if the file is opened in a newer version of Excel. Learn more: https://go.microsoft.com/fwlink/?linkid=870924 Comment: Rööpmelaiuse kontekst
Note on F794: [Threaded comment] Your version of Excel allows you to read this threaded comment; however, any edits to it will get removed if the file is opened in a newer version of Excel. Learn more: https://go.microsoft.com/fwlink/?linkid=870924 Comment: Tähesti?

## RS
Class code | RS
Class desc | Construction aid
Version | 2022.10.0.1
Function | Element
Parameter name | AC195_cciRScode
Parameter desc | AC200_cciRSterm
Level 1 | Level 2 | Mõiste (EE) | Definitsioon (EE) | Näited (EE) | Term (EN) | Definition (EN) | Examples (EN)
A? |  | Insenervarustuse seadmed | ressursse ja kommunikatsiooni tagavad seadmed |  | Equipment for supply | equipment that supplies consumables or immaterial needs
| AA | Valgustusseadmed (220 V; 16 V) | valgustust tagavad seadmed |  | Lighting equipment | equipment that provides illumination
| AB | Elektripaigaldis (220 V + 3 x 220 V) | elektrit tagavad seadmed |  | Electrical equipment | equipment that supplies electricity
| AC | Drenaažiseadmed | drenaaži tagavad seadmed |  | Drainage equipment | equipment that provides drainage
| AD | Veevarustusseadmed | veevarustust tagavad seadmed |  | Water supply equipment | equipment that supplies water
| AE | Soojavarustusseadmed | soojusvarustust tagavad seadmed |  | Heat supply equipment | equipment that provides heat
| AF | Ventilatsiooniseadmed | ventilatsiooni tagavad seadmed |  | Ventilation equipment | equipment that provides ventilation
| AG | Suruõhuseadmed | suruõhku tagavad seadmed |  | Compressed air equipment | equipment that provides compressed air
| AH | Sidevahendid | kommunikatsiooni tagavad seadmed |  | Communications equipment | equipment that provides communications
| AJ | Kontoritehnika | ehitamise administreerimiseks vajalikud abivahendid |  | Office equipment | equipment to support administrative activities
B? |  | Isikukaitsevahendid | vahendid, mis aitavad säilitada inimeste tervist ja tagavad nende ohutuse |  | Personal protection equipment | equipment that contributes to maintaining health and safety for person
| BA | Tööriided | riietus töö tegemiseks |  | Workwear | personal protection equipment for body, hands and feet
| BB | Isikukaitsevahendid | pea, näo, hingamisteede, kõrvade, silmade ja jalgade kaitseks mõeldud vahendid |  | Personal protective equipment | equipment for personal protection of the head, face, respiratory system, ears, eyes and feet
| BC | Esmaabivahendid | vahendid kehavigastuste esmaseks ravimiseks |  | First aid equipment | personal protection equipment for remedying bodily injury
C? |  | Tõste- ja transpordivahendid | seadmed, mis toetavad ehitusvahendite jaotamist erinevate töökohtade vahel |  | Lifting and transport devices | equipment that distributes the persons, construction products and equipment on site
| CA | Manuaalsed transpordivahendid | käsitsi opereeritavad seadmed, mis aitavad transportida erinevaid vahendeid töökohtade vahel |  | Manual transportation equipment | equipment that serves to support manual movement of construction products and equipment by person on site
| CB | Iseliikuvad transpordivahendid | iseliikuvad mehaanilised seadmed, mis aitavad transportida igasuguseid vahendeid töökohtade vahel, peamiselt horisontaaltasandil |  | Self-powered transportation equipment | mechanically powered equipment that serves to move persons, construction products and equipment on site predominantly on the horizontal plane
| CC | Käsitõstevahendid | käsitsi opereeritavad tõstevahendid, mis aitavad transportida erinevaid vahendeid töökohtade vahel |  | Manual equipment for working at height | manually powered equipment that serves to give access predominantly in the vertical plane
| CD | Iseliikuvad tõstevahendid | iseliikuvad mehaanilised tõstevahendid, mis aitavad transportida erinevaid vahendeid töökohtade vahel |  | Self-powered equipment for working at height | mechanically powered equipment that serves to give access predominantly in the vertical plane
| CE | Liikluskorraldusseadmed | liikluskorraldust tagavad vahendid |  | Traffic control equipment | equipment that serves to secure, delimit and regulate traffic
| CF | Tellingud ja töölavad | erinevatel kõrgusjärkudel normaalseid töö tegemise tingimusi tagavad abivahendid |  | Scaffolding and platforms | equipment that ensures normal working conditions at different heights
| CG | Tõkestusseadmed | kõrvaliste isikute objektile sissepääsu tõkestavad vahendid |  | Barrier equipment | fixed equipment that serves to regulate parties access to areas on site
D? |  | Vahendid ressursside vastuvõtuks ja ladustamiseks | vahendid, mis tagavad töötajate, töövahendite, materjalide ja seadmete ladustamise |  | Spaces for accommodation and storage | equipment that serves as space for occupation for people or storage of supplies, construction products and equipment
| DA | Soojakud | töökorralduse ja olmeruumid töötajatele |  | Accommodation equipment | equipment for occupation by persons
| DB | Hoiustamisseadmed | ruumid ja vahendid toodete ja seadmete hoidmiseks |  | Storage equipment | equipment for storage of construction products and equipment
| DC | Jäätmehoidlad | vahendid jäätmete ladustamiseks |  | Waste storage equipment | equipment for storage waste
| DD | Kütusehoidla | vahendid kütuse ladustamiseks |  | Fuel equipment | equipment for storage of fuel
| DE | Mürkide ladustamise vahendid | vahendid mürkide ladustamiseks |  | Poisons storage equipment | equipment for storage of dangerous substances
E? |  | Puhastusseadmed | seadmed, mis eemaldavad tolmu, mittevajaliku materjali ja mikroorganismid |  | Cleaning equipment | equipment that removes undesirable substances and organisms
| EA | Suruõhuseadmed | seadmed, mis kasutavad puhastamiseks suruõhku |  | Air pressure cleaning equipment | equipment that cleans using air pressure
| EB | Vesipuhastusseadmed | seadmed, mis kasutavad puhastamiseks vett |  | Water cleaning equipment | equipment that cleans using water
| EC | Põletamisseadmed | seadmed, mis kasutavad puhastamiseks tuld |  | Burning equipment | equipment that cleans using fire
| ED | Imurid | seadmed, mis puhastavad imamise teel |  | Vacuum equipment | equipment that cleans using suction
| EE | Pühkimisseadmed | koristustarvikud |  | Sweeping equipment | equipment that cleans by sweeping
| EF | Keemilised seadmed | seadmed, mis kasutavad puhastamiseks kemikaale |  | Chemical equipment | equipment that cleans chemically
F? |  | Ehitusmaterjale ja -tooteid töötlevad seadmed | töötamise käigus materjalide ja toodete töötlemiseks kasutatavad seadmed |  | Equipment for processing materials and products by working | equipment that processes construction materials and products to achieve required results
| FA | Tükeldamisseadmed | tükeldavad seadmed |  | Cutting equipment | equipment that processes by cutting
| FB | Hööveldamisseadmed | hööveldavad seadmed |  | Planing equipment | equipment that processes by planing
| FC | Tasandamisseadmed | tasandavad seadmed |  | Levelling equipment | equipment that processes by levelling
| FD | Lihvimisseadmed | lihvivad seadmed |  | Sanding equipment | equipment that processes by sanding
| FE | Lõikamisseadmed | lõikavad seadmed |  | Shearing equipment | equipment that processes by shearing
| FF | Painutamisseadmed | painutavad seadmed |  | Bending equipment | equipment that processes by bending
| FG | Keevitusseadmed | keevitavad seadmed |  | Welding equipment | equipment that processes by welding
| FJ | Tihendusseadmed | materjale tihendavad seadmed |  | Compaction equipment | equipment that processes by compaction
| FK | Segamisseadmed | materjale segavad seadmed |  | Mixing equipment | equipment that processes by mixing
| FL | Isoleerimisseadmed | erinevaid osi isoleerivad seadmed |  | Retention equipment | equipment that processes by containment
| FM | Löögiseadmed | löögi mõjul töötlevad seadmed |  | Impact equipment | equipment that processes by impact
| FN | Puurimis- ja kruvimisseadmed | kruvimisega materjale-tooteid töötlevad seadmed |  | Drilling and screwing equipment | equipment that processes by rotation
| FP | Pulbri abil töötavad seadmed | pulbriga materjale-tooteid töötlevad seadmed |  | Powder-actuated equipment | equipment that processes by using powder
G? |  | Ehitustoodete ettevalmistamise seadmed | seadmed, mis töötlevad tooteid nende omadusi muutmata |  | Equipment to prepare the construction products | equipment that prepares the construction products to achieve the results
| GA | Pealekandmisseadmed | vahendid kattekihi pealekandmiseks |  | Application equipment | equipment for applying coatings
| GB | Järelhooldusseadmed | vahendid järelhoolduse tegemiseks |  | Post forming equipment | equipment for post forming processes
| GC | Konveierid | konveierina töötavad seadmed |  | Conveyors | equipment that transports materials on a belt
| GD | Sorteerimisseadmed | seadmed, mis sorteerivad |  | Sorting equipment | equipment that sorts
| GE | Määrdeseadmed | seadmed, mis kannavad pindadele määret |  | Lubrication equipment | equipment that lubricates
| GF | Kuivatusseadmed | seadmed, mis töötlevad pindu kuivatades |  | Drying equipment | equipment that dries out
| GG | Töötasapinnad | tasapinnad töö tegemiseks |  | Tables | equipment that supports workpieces
H? |  | Pinnasetöötlemise seadmed | seadmed, mis töötlevad pinnast |  | Terrain processing equipment | equipment that processes the site
| HA | Kaevamisseadmed | seadmed, mis kaevavad |  | Excavation equipment | equipment that processes by excavation
| HB | Vaiade süvistusseadmed | seadmed, mis süvistavad vaiu |  | Pile driving equipment | equipment that drives entities into terrain or subbase
| HC | Teetööde seadmed | seadmed, mida kasutatakse teetöödel |  | Road working equipment | equipment that processes terrain to form the basis for traffic systems
| HD | Mullatöötlemisseadmed | seadmed, millega töödeldakse maastiku |  | Earthworking equipment | equipment that processes terrain to constitute buildable areas
| HE | Aiatehnika | vahendid, millega töödeldakse taimi ning taimestikku |  | Gardening equipment | equipment that processes plants and planted areas
| HF | Purustusseadmed | seadmed, mis töötlevad materjale purustamise teel |  | Crushing equipment | equipment that processes by crushing
| HG | Lõhkamisseadmed | seadmed, mis töötlevad materjale lõhkamise teel |  | Explosive equipment | equipment that processes by explosion
| HH | Drenaažiseadmed | seadmed, mis töötlevad alasid kuivendamise teel |  | Drainage equipment | equipment used to drain areas
J? |  | Mõõtmisseadmed | vahendid, mida kasutatakse hetkeolukorra või muutuste esitamiseks |  | Measuring equipment | equipment that can be used to represent information on a physical variable or state
| JA | Kauguse mõõtmisseadmed | vahendid, mis esitavad asukohta, nurka või vahemaad |  | Distance measuring equipment | equipment that records location, angle and/or distance
| JB | Heli mõõtmisseadmed | seadmed, mis mõõdavad heli |  | Sound measuring equipment | equipment that captures and meters sound
| JC | Pildi- ja helisalvestusseadmed | seadmed, mis salvestavad pilti ja heli |  | Image and sound recording equipment | equipment that records images and sound
| JD | Valguse mõõtmisseadmed | seadmed, mis mõõdavad valgust |  | Light measuring equipment | equipment that captures and meters light
| JE | Soojussalvestusseadmed | seadmed, mis mõõdavad soojuskiirgust |  | Heat recording equipment | equipment that records heat
| JF | Niiskuse registreerimise seadmed | seadmed, mis mõõdavad niiskust |  | Moisture recording equipment | equipment that records moisture content
| JG | Vibratsiooni mõõtmisseadmed | seadmed, mis mõõdavad vibratsiooni |  | Vibration recording equipment | equipment that records vibrations

## RA
Class code | RA
Class desc | Construction agent
Version | 2022.10.0.1
Function | Element
Parameter name | AC205_cciRAcode
Parameter desc | AC210_cciRAterm
Level 1 | Level 2 | Level 3 | Mõiste (EE) | Definitsioon (EE) | Näited (EE) | Term (EN) | Definition (EN) | Examples (EN)
A?? |  |  | Arendajad |  |  | Developers
| AA? |  | Ettevõtjad |  |  | Entrepreneurs
|  | AAA | Omanik |  |  | Owner | responsible for the purchase, acquisition, or collection of an item through funds or other means
|  | AAB | Rahastaja |  |  | Financier | responsible for building capital through risk and/or initiative
|  | AAC | Hoonestaja |  |  | Developer | responsible for the renovation and re-leasing of existing buildings or the purchase of land for the purpose of improvements and resale
| AB? |  | Kavandajad |  |  | Designers | responsible for the creation of tangible or intangible objects or ideas
|  | ABA | Planeerija |  |  | Planner | responsible for the layout and use plans for land or other tangible spaces
|  | ABB | Konsultant/nõustaja |  |  | Consultant / advisor
|  | ABC | Arhitekt |  |  | Architect | responsible for the planning, designing and oversight of the construction of buildings
|  | ABD | Maastikuarhitekt |  |  | Landscape architect | responsible for the planning, designing and oversight of the construction of territory around the buildings
|  | ABE | Sisearhitekt |  |  | Interior architect | responsible for the planning, designing and oversight of the construction of spaces and rooms in the buildings
|  | ABF | Insener |  |  | Engineer | responsible for the application of scientific and mathematical principles in developing solutions to technical problems
| AC? |  | Projekteerimine |  |  | Design
|  | ACA | Projekteerija |  |  | Designer | responsible for the planning, designing and oversight of the construction of buildings
|  | ACB | Peaprojekteerija |  |  | Chief designer | responsible for coordinating the activities of different designers providing the planning, designing and oversight of the construction of buildings
|  | ACC | Eriosade projekteerija |  |  | Special parts designer | responsible for the planning, designing the clearly specified parts in the buildings
|  | ACD | Projekteerimise projektijuht |  |  | Design project manager | responsible for organised the complex of design activities
| AD? |  | Järelevalve |  |  | Supervision | responsible for the direct oversight of staff on a specific task or initiative, typically would report to a manager or director for additional guidance
|  | ADA | Riiklik järelevalve |  |  | State supervision | responsible for the direct oversight of the construction activities following the legal obligations prescribed for the state authorities
|  | ADB | Ehitusjärelevalve |  |  | Construction supervision | responsible for the direct oversight of the construction activities following the legal obligations prescribed for the local authorities
|  | ADC | Omanikujärelevalve |  |  | Owner supervision | employed by the owner and responsible for the direct oversight of the construction activities
B?? |  |  | Korraldajad |  |  | Organizers
| BA? |  | Juhtimine |  |  | Management
|  | BAA | Tellija |  |  | Client | responsible for getting people together to accomplish a set of desired goals or objectives using resources and personnel effectively
|  | BAB | Tellija esindaja |  |  | Client's representative
| BB? |  | Kasutamine |  |  | Use
|  | BBA | Kinnisvarahaldur |  |  | Facilities manager | responsible for the oversight, management, operation and maintenance of a facility once constructed and in use
|  | BBB | Üürnik |  |  | Tenant | responsible for using the premises (mainly residential and office spaces) provided for him according to the relevant contract
|  | BBC | Rentnik |  |  | Tenant, lessee | responsible for using the premises (mainly land and industrial facilities) provided for him according to the relevant contract
|  | BBD | Kasutusvaldaja |  |  | User | responsible for using the property based on ususfructs agreement
|  | BBE | Külaline |  |  | Guest | responsible for temporary usage of the premises following the fair rules of behaviour of civil society
|  | BBF | Üürileandja |  |  | Lessor | responsible for renting out the spaces and facilities
| BC? |  | Tugitegevused |  |  | Support activities
|  | BCA | Turvamees |  |  | Security | responsible for execution of tasks to support, supplement, or improve upon the work of other occupations
|  | BCB | Jurist |  |  | Lawyer | responsible for the review, execution, and oversight of legal proceedings on behalf of a client, entity, or government office
C?? |  |  | Täitjad |  |  | Executors | responsible for the procurement, construction and execution of plans for a building project or construction task
| CA? |  | Tarnimine |  |  | Delivery
|  | CAA | Materjalitootja |  |  | Manufacturer | responsible for the production of a product or service as developed by a designer and/or fabricator
|  | CAB | Maaletooja |  |  | Importer | responsible for delivering the products or services from foreign countries
|  | CAC | Logistik |  |  | Logistics | responsible for delivering the products or services to the required location
|  | CAD | Tarnija |  |  | Supplier | responsible for the sale and delivery of products or services; may also be referred to as Vendor
| CB? |  | Ehitamine |  |  | Construction
|  | CBA | Ehitustöövõtja |  |  | Construction contractor | responsible for the duties set up within a contracts signed with another organization or individual for the construction of a building, project or site
|  | CBB | Peatöövõtja |  |  | General contractor | responsible for the duties set up within a contracts signed with another organization or individual for the construction of a building, project or site
|  | CBC | Juhtimistöövõtja |  |  | Management contractor | responsible for the duties set up within a contracts signed with another organization or individual for the construction of a building, project or site
|  | CBD | Alltöövõtja |  |  | Subcontractor | responsible for specific duties set up within a contract with another contractor or for an organization or individual on behalf of a contractor
|  | CBE | Kaastöövõtja |  |  | Co-contractor | responsible for specific duties set up within a contract with another contractor or for an organization or individual on behalf of the client
|  | CBF | Geodeet |  |  | Surveyor | responsible for surveying works on the plot or inside the building
|  | CBG | Tööline |  |  | Labourer, worker | responsible for the execution of assigned general tasks that require a level experience or training to complete
| CC? |  | Korrashoidmine |  |  | Maintenance
|  | CCA | Kinnisvarahaldur |  |  | Facilities manager | responsible for the oversight and planning of operations that take place within a facility
|  | CCB | Kinnisvara hooldaja |  |  | Maintenance man | responsible for the oversight and planning of technical maintenance work that take place within a facility
|  | CCC | Heakorrateenuste osutaja |  |  | Maintenance service provider | responsible for the general cleaning and waste removal within a facility; may also be referred to as Janitor or Housekeeper
|  | CCD | Tugiteenuste osutaja |  |  | Support service provider | responsible for providing different services mainly the users of the building require
D?? |  |  | Organisatsioonid, asutused |  |  | Organizations
| DA? |  | Avaliku sektori institutsioonid |  |  | Public sector institutions
|  | DAA | Keskvõimu institutsioonid |  |  | Central government institutions or departments | responsible for the fulfilment of specific public duties in the society
|  | DAB | KOV institutsioonid |  |  | Local government institutions | responsible for the fulfilment of specific public duties on the local level
| DB? |  | Äriühendused |  |  | Business combinations | an established business or institution with the intent of deriving profit or benefits directly from the sales or acquisitions of goods and services produced through a relevant contract
|  | DBA | Kindlustusandja |  |  | Insurer | providing insurance services
|  | DBB | Võrguteenuste tagajad |  |  | Utility providers | providing different clearly defined utility services
| DC? |  | Liidud, ühendused |  |  | Unions, associations
|  | DCA | Ametiliidud |  |  | Trade unions | a group of individuals who voluntarily enter into an agreement to accomplish a purpose
|  | DCB | Ametiühingud |  |  | Trade unions | an organized group of a similar discipline that work together for the purpose of improving their own discipline's working condition and pay
|  | DCC | Vabaühendused |  |  | Non-profit organisations | an established construction related business or institution that uses surplus revenues to achieve its goals
| DD? |  | Haridusasutused |  |  | Educational institutions | responsible for educating and providing knowhow
|  | DDA | Ametikoolid |  |  | Vocational schools | providing skilled labour
|  | DDB | Koolitusettevõtjad |  |  | Training companies | providing lifelong learning
|  | DDC | Kõrg- ja ülikoolid |  |  | Colleges and universities | providing engineering and management education and research
| DE? |  | Grupid |  |  | Groups | responsible for the development, oversight, or execution of tasks through teams or numerous individuals of select disciplines
|  | DEA | Juhatus |  |  | Management | a formal group of individuals employed to oversight and maintain the organisation
|  | DEB | Nõukogu |  |  | Board | a formal group of individuals elected or nominated to oversight and maintain the organisation
|  | DEC | Komisjon |  |  | Commission | an appointed group of individuals with common target and interest
|  | DED | Töögrupp |  |  | Task force | a formal or informal group developed to address a single task

## RI
Class code | RI
Class desc | Construction information
Version | 2022.10.0.1
Function | Element
Parameter name | AC215_cciRIcode
Parameter desc | AC220_cciRIterm
Level 1 | Level 2 | Level 3 | Mõiste (EE) | Definitsioon (EE) | Term (EN) | Definition (EN) | Reference | Unit/Format | IFC property name | ETIM Feature ID | Predefined values
A? |  |  | Administratiivsed omadused |  | Administrative properties | terms (properties) regarding administrative characteristics (incl address, classification system/code, naming, data transfer related properties etc.) | CCI-EE
| AA |  | Omadused, mis algavad tähega "A" (veeru "G" järgi) |  | Properties that start with letter "A" | terms (property names) are based on a given reference | CCI-EE
|  | AA100 | Aadressi kood |  | Address code | legal property indicating combined numerical code for a complete address | CCI-EE
|  | AA160 | Aadressinumber | maaüksuse või hoone erilisand | Address: Address number | level 7 short address (land unit, special building supplement) | CCI-EE
|  | AA180 | Postiaadress |  | Address: Building address | address given to the building for postal purposes, combination of various level component codes | CCI-EE |  | IfcBuilding.BuildingAddress
|  | AA200 | Riik |  | Address: Country | level 0 administrative and settlement affiliation component | CCI-EE
|  | AA220 | Maakond |  | Address: County | level 1 administrative and settlement affiliation component | CCI-EE
|  | AA240 | Omavalitsus | linn, vald | Address: Municipality | level 2 administrative and settlement affiliation component (city, municipality) | CCI-EE
|  | AA260 | Nimi | kohanimi, maaüksuse nimi | Address: Name | level 6 short address (place name, land unit) | CCI-EE |  | PropertyName
|  | AA280 | Korteri number | korteri number, hooneosa number | Address: Number of apartment | level 8 short address component (number of apartment, number of another part of building) | CCI-EE
|  | AA300 | Sihtnumber | postiindeks | Address: Postal code | building address component indicating postal code | CCI-EE
|  | AA320 | Asula | asula või linnaosa | Address: Settlement unit | level 3 administrative and settlement affiliation component (village, small town, urban district) | CCI-EE
|  | AA340 | Väikekoht | aiandusühistu (AÜ), suvilaühistu (SÜ), garaaziühistu (GÜ), väikekoht | Address: Small place | level 4 short address component | CCI-EE
|  | AA360 | Liikluspind | tee, tänav, puiestee, maantee | Address: Traffic space | level 5 short address component (road, street, avenue, highway) | CCI-EE
|  | AA380 | Linnaosa kood |  | Address: Urban district code | address indicating statistical municipality | CCI-EE
|  | AA480 | ADR-ID |  | ADR-ID | legal property indicating unique identifier of address version | CCI-EE
|  | AA500 | ADS-OID |  | ADS-OID | legal property indicating address identificator (ADS-OID) | CCI-EE
| AB |  | Omadused, mis algavad tähega "B" (veeru "G" järgi) |  | Properties that start with letter "B" | terms (property names) are based on a given reference | CCI-EE
|  | AB450 | Botaaniline nimetus |  | Botanical name | formal scientific name conforming to the International Code of Nomenclature for algae, fungi, and plants (ICN) | IFC |  | BotanicalName
|  | AB650 | Ehitisregistri kood |  | Building code | legal property that indicates the number, a building has in the real estate register | CCI-EE |  | BuildingID
|  | AB675 | Ehitise nimetus |  | Building name | building name according to building purpose | CCI-EE
|  | AB700 | Kasutusotstarve |  | Building purpose | legal property that indicates the purpose of a construction entity in the local register | CCI-EE
| AC |  | Omadused, mis algavad tähega "C" (veeru "G" järgi) |  | Properties that start with letter "C" | terms (property names) are based on a given reference | CCI-EE
|  | AC040 | Katastritunnus |  | Cadastral unit | identification number assigned by the statutory registration authority to a land parcel | IFC |  | LandID
|  | AC060 | Kategooria |  | Category | designation of the category into which the actors in the population belong | COBie |  | Category
|  | AC105 | CCI klass |  | CCI: class short code | CCI classification class short code to be used for referencing | CCI-EE
|  | AC110 | CCI klassi nimetus |  | CCI: class name | CCI classification class name to identify the table name | CCI-EE
|  | AC115 | CCI tabeli versioon |  | CCI: table revision number | CCI classification table revision number | CCI-EE
|  | AC120 | CCI tabeli funktsioon |  | CCI: table function | CCI classification table function | CCI-EE
|  | AC125 | CCI ruumi klass |  | CCI: space class code | CCI classification code that identifies the space | EN ISO 12006-2:2020
|  | AC130 | CCI ruumi nimetus |  | CCI: space class name | CCI classification term that identifies the space | EN ISO 12006-2:2020
|  | AC135 | CCI kompleksi klass |  | CCI: construction complex class code | CCI classification code that identifies the construction complex | EN ISO 12006-2:2020
|  | AC140 | CCI kompleksi nimetus |  | CCI: construction complex class name | CCI classification term that identifies the construction complex | EN ISO 12006-2:2020
|  | AC145 | CCI ehitise klass |  | CCI: construction entity class code | CCI classification code that identifies the construction entity | EN ISO 12006-2:2020
|  | AC150 | CCI ehitise nimetus |  | CCI: construction entity class name | CCI classification term that identifies the construction entity | EN ISO 12006-2:2020
|  | AC155 | CCI funktsionaalse süsteemi klass |  | CCI: functional system class code | CCI classification code that identifies the functional system | EN ISO 12006-2:2020
|  | AC160 | CCI funktsionaalse süsteemi nimetus |  | CCI: functional system class name | CCI classification term that identifies the functional system | EN ISO 12006-2:2020
|  | AC165 | CCI tehnilise süsteemi klass |  | CCI: technical system class code | CCI classification code that identifies the technical system | EN ISO 12006-2:2020
|  | AC170 | CCI tehnilise süsteemi nimetus |  | CCI: technical system class name | CCI classification term that identifies the technical system | EN ISO 12006-2:2020
|  | AC175 | CCI komponendi klass |  | CCI: construction component class code | CCI classification code that identifies the construction component | EN ISO 12006-2:2020
|  | AC180 | CCI komponendi nimetus |  | CCI: construction component class name | CCI classification term that identifies the construction component | EN ISO 12006-2:2020
|  | AC185 | CCI ehitusressurssi klassi kood |  | CCI: construction resource short code | CCI classification code that identifies the construction resource | EN ISO 12006-2:2020
|  | AC190 | CCI ehitusressurssi klassi nimetus |  | CCI: construction resource name | CCI classification term that identifies the construction resource | EN ISO 12006-2:2020
|  | AC195 | CCI ehituse abivahendi klass |  | CCI: construction aid class code | CCI classification code that identifies the construction aid | EN ISO 12006-2:2020
|  | AC200 | CCI ehituse abivahendi nimetus |  | CCI: construction aid class name | CCI classification term that identifies the construction aid | EN ISO 12006-2:2020
|  | AC205 | CCI ehituse osalise klass |  | CCI: construction agent class code | CCI classification code that identifies the construction agent | EN ISO 12006-2:2020
|  | AC210 | CCI ehituse osalise klassi nimetus |  | CCI: construction agent class name | CCI classification term that identifies the construction agent | EN ISO 12006-2:2020
|  | AC215 | CCI ehitusinfo klass |  | CCI: construction information class code | CCI classification code that identifies the construction information | EN ISO 12006-2:2020
|  | AC220 | CCI ehitusinfo klassi nimetus |  | CCI: construction information class name | CCI classification term that identifies the construction information | EN ISO 12006-2:2020
|  | AC225 | CCI ehitusprotsessi klassi kood |  | CCI: construction process short code | CCI classification code that identifies the construction process | EN ISO 12006-2:2020
|  | AC230 | CCI ehitusprotsessi klassi nimetus |  | CCI: construction process name | CCI classification term that identifies the construction process | EN ISO 12006-2:2020
|  | AC235 | CCI juhtimine klass |  | CCI: management class code | CCI classification code that identifies the management | EN ISO 12006-2:2020
|  | AC240 | CCI juhtimine klassi nimetus |  | CCI: management class name | CCI classification term that identifies the management | EN ISO 12006-2:2020
|  | AC245 | CCI projekteerimiseelse protsessi klass |  | CCI: pre-design class code | CCI classification code that identifies the pre-design process | EN ISO 12006-2:2020
|  | AC250 | CCI projekteerimiseelse protsessi nimetus |  | CCI: pre-design class name | CCI classification term that identifies the pre-design process | EN ISO 12006-2:2020
|  | AC255 | CCI projekteerimisprotsessi klass |  | CCI: design class code | CCI classification code that identifies the design process | EN ISO 12006-2:2020
|  | AC260 | CCI projekteerimisprotsessi nimetus |  | CCI: design class name | CCI classification term that identifies the design process | EN ISO 12006-2:2020
|  | AC265 | CCI tootmisprotsessi klass |  | CCI: production class code | CCI classification code that identifies the production process | EN ISO 12006-2:2020
|  | AC270 | CCI tootmisprotsessi nimetus |  | CCI: production class name | CCI classification term that identifies the production process | EN ISO 12006-2:2020
|  | AC275 | CCI korrashoiuprotsessi klass |  | CCI: maintenance class code | CCI classification code that identifies the maintenance process | EN ISO 12006-2:2020
|  | AC280 | CCI korrashoiuprotsessi nimetus |  | CCI: maintenance class name | CCI classification term that identifies the maintenance process | EN ISO 12006-2:2020
|  | AC285 | CCI ehitise elukaare klass |  | CCI: lifecycle class code | CCI classification code that identifies the construction process lifecycle | EN ISO 12006-2:2020
|  | AC290 | CCI ehitise elukaare nimetus |  | CCI: lifecycle class name | CCI classification term that identifies the construction process lifecycle | EN ISO 12006-2:2020
|  | AC405 | CCS klass |  | CCS: class short code | CCS classification class short code to be used for referencing | CCI-EE
|  | AC410 | CCS klassi nimetus |  | CCS: class name | CCS classification table name | CCI-EE
|  | AC415 | CCS tabeli versioon |  | CCS: table revision number | CCS classification table revision number | CCI-EE
|  | AC420 | CCS tabeli funktsioon |  | CCS: table function | CCS classification table function | CCI-EE
|  | AC425 | CCS ruumi klass |  | CCS: space class code | CCS classification code that identifies the space | EN ISO 12006-2:2020
|  | AC430 | CCS ruumi nimetus |  | CCS: space class name | CCS classification term that identifies the space | EN ISO 12006-2:2020
|  | AC435 | CCS kompleksi klass |  | CCS: construction complex class code | CCS classification code that identifies the construction complex | EN ISO 12006-2:2020
|  | AC440 | CCS kompleksi nimetus |  | CCS: construction complex class name | CCS classification term that identifies the construction complex | EN ISO 12006-2:2020
|  | AC445 | CCS ehitise klass |  | CCS: construction entity class code | CCS classification code that identifies the construction entity | EN ISO 12006-2:2020
|  | AC450 | CCS ehitise nimetus |  | CCS: construction entity class name | CCS classification term that identifies the construction entity | EN ISO 12006-2:2020
|  | AC455 | CCS funktsionaalse süsteemi klass |  | CCS: functional system class code | CCS classification code that identifies the functional system | EN ISO 12006-2:2020
|  | AC460 | CCS funktsionaalse süsteemi nimetus |  | CCS: functional system class name | CCS classification term that identifies the functional system | EN ISO 12006-2:2020
|  | AC465 | CCS tehnilise süsteemi klass |  | CCS: technical system class code | CCS classification code that identifies the technical system | EN ISO 12006-2:2020
|  | AC470 | CCS tehnilise süsteemi nimetus |  | CCS: technical system class name | CCS classification term that identifies the technical system | EN ISO 12006-2:2020
|  | AC475 | CCS komponendi klass |  | CCS: construction component class code | CCS classification code that identifies the construction component | EN ISO 12006-2:2020
|  | AC480 | CCS komponendi nimetus |  | CCS: construction component class name | CCS classification term that identifies the construction component | EN ISO 12006-2:2020
|  | AC605 | CoClass klass |  | CoClass: class short code | CoClass classification class short code to be used for referencing | CCI-EE
|  | AC610 | CoClass klassi nimetus |  | CoClass: class name | CoClass classification table name | CCI-EE
|  | AC615 | CoClass tabeli versioon |  | CoClass: table revision number | CoClass classification table revision number | CCI-EE
|  | AC620 | CoClass tabeli funktsioon |  | CoClass: table function | CoClass classification table function | CCI-EE
|  | AC625 | CoClass ehitatud ruumi klass |  | CoClass: space class code | CoClass classification code that identifies the space | EN ISO 12006-2:2020
|  | AC630 | CoClass ehitatud ruumi nimetus |  | CoClass: space class name | CoClass classification term that identifies the space | EN ISO 12006-2:2020
|  | AC635 | CoClass ehituskompleksi klass |  | CoClass: construction complex class code | CoClass classification code that identifies the construction complex | EN ISO 12006-2:2020
|  | AC640 | CoClass ehituskompleksi nimetus |  | CoClass: construction complex class name | CoClass classification term that identifies the construction complex | EN ISO 12006-2:2020
|  | AC645 | CoClass ehitise klass |  | CoClass: construction entity class code | CoClass classification code that identifies the construction entity | EN ISO 12006-2:2020
|  | AC650 | CoClass ehitise nimetus |  | CoClass: construction entity class name | CoClass classification term that identifies the construction entity | EN ISO 12006-2:2020
|  | AC655 | CoClass funktsionaalse süsteemi klass |  | CoClass: functional system class code | CoClass classification code that identifies the functional system | EN ISO 12006-2:2020
|  | AC660 | CoClass funktsionaalse süsteemi nimetus |  | CoClass: functional system class name | CoClass classification term that identifies the functional system | EN ISO 12006-2:2020
|  | AC665 | CoClass tehnilise süsteemi klass |  | CoClass: technical system class code | CoClass classification code that identifies the technical system | EN ISO 12006-2:2020
|  | AC670 | CoClass tehnilise süsteemi nimetus |  | CoClass: technical system class name | CoClass classification term that identifies the technical system | EN ISO 12006-2:2020
|  | AC675 | CoClass ehituskomponendi klass |  | CoClass: construction component class code | CoClass classification code that identifies the construction component | EN ISO 12006-2:2020
|  | AC680 | CoClass ehituskomponendi nimetus |  | CoClass: construction component class name | CoClass classification term that identifies the construction component | EN ISO 12006-2:2020
|  | AC725 | Ettevõtte registrikood |  | Company registry code | legal property indicating organization number | CCI-EE
|  | AC750 | Konfidentsiaalsus |  | Confidentiality | legal property that indicates that objects may not be displayed | CoClass
|  | AC775 | Lepingu nimetus |  | Contract name | legal characteristic denoting contracts | CoClass
| AD |  | Omadused, mis algavad tähega "D" (veeru "G" järgi) |  | Properties that start with letter "D" | terms (property names) are based on a given reference | CCI-EE
|  | AD050 | Andmemall |  | Data template ID | designation to specific data template which can hold multiple properties | CCI-EE
|  | AD100 | Nimetus |  | Data dictionary: Name | name of the interconnected data dictionary to allow connection between data dictionaries, data dictionaries shall be identified using attributes | EN ISO 23386:2020
|  | AD110 | Andmesõnastiku ID |  | Data dictionary: Data dictionary identifier | globally unique identifier to allow connection between data dictionaries, data dictionaries shall be identified using attributes | EN ISO 23386:2020
|  | AD300 | Kirjeldus |  | Description | clarifying name | COBie |  | Description
| AE |  | Omadused, mis algavad tähega "E" (veeru "G" järgi) |  | Properties that start with letter "E" | terms (property names) are based on a given reference | CCI-EE
|  | AE100 | Uste avamise lihtsus |  | Ease of opening of doors | the property of accessibility to building facilities which defines the ease of opening of doors (manual force/power operated) to enable the movement of people with additional needs | EN 16309:2014
|  | AE300 | EHAK kood |  | EHAK code | legal property indicating administrative and settlement classification | CCI-EE
|  | AE600 | ETAK ID |  | ETAK ID | legal property indicating building's ETAK ID | CCI-EE
|  | AE625 | ETIM klassi kood |  | ETIM class code | designation indicating class code according to ETIM | ETIM
|  | AE630 | ETIM klassi nimetus |  | ETIM class name | designation indicating class name according to ETIM | ETIM
|  | AE635 | ETIM klassi versioon |  | ETIM class version | designation indicating ETIM class version (… ETIM-6.0, … ETIM-8.0… ) | ETIM
|  | AE660 | ETIM omaduse kood |  | ETIM feature code | designation indicating feature code according to ETIM | ETIM
|  | AE665 | ETIM omaduse nimetus |  | ETIM feature name | designation indicating feature name according to ETIM | ETIM
|  | AE680 | ETIM grupi kood |  | ETIM group code | designation indicating group code according to ETIM | ETIM
|  | AE685 | ETIM grupi nimetus |  | ETIM group name | designation indicating group name according to ETIM | ETIM
|  | AE700 | ETIM väärtuse kood |  | ETIM value code | designation indicating value code according to ETIM | ETIM
|  | AE705 | ETIM väärtuse nimetus |  | ETIM value name | designation indicating value name according to ETIM | ETIM
| AF |  | Omadused, mis algavad tähega "F" (veeru "G" järgi) |  | Properties that start with letter "F" | terms (property names) are based on a given reference | CCI-EE
|  | AF300 | Korruse number |  | Floor number | floor number | CCI-EE
|  | AF500 | Määrusejärgne |  | Following regulations | legal property indicating planning regulations, ex. legal floor or not | CCI-EE |  |  |  | True;False
| AG |  | Omadused, mis algavad tähega "G" (veeru "G" järgi) |  | Properties that start with letter "G" | terms (property names) are based on a given reference | CCI-EE
|  | AG175 | Sugu |  | Gender | specifies restrictions based on gender | CCS
|  | AG510 | Unikaalne ID |  | Group properties: Globally unique identifier | globally unique identifier to manage a group of properties within a data dictionary | EN ISO 23386:2020
|  | AG520 | Staatus |  | Group properties: Status | status of the group of properties during its life cycle | EN ISO 23386:2020
|  | AG530 | Loomise kuupäev |  | Group properties: Date of creation | data of validation of the group of properties creation request by experts | EN ISO 23386:2020 | YYYY-MM-DDThh:mm:ssTZD
|  | AG540 | Aktiveerimise kuupäev |  | Group properties: Date of activation | date after when thr group of properties can be used | EN ISO 23386:2020 | YYYY-MM-DDThh:mm:ssTZD
|  | AG550 | Viimase muudatuse kuupäev |  | Group properties: Date of last change | date of validation of the last change request by experts | EN ISO 23386:2020 | YYYY-MM-DDThh:mm:ssTZD
|  | AG560 | Läbivaatamise kuupäev |  | Group properties: Date of revision | date of the revision to manage a group of properties within a data dictionary | EN ISO 23386:2020 | YYYY-MM-DDThh:mm:ssTZD
|  | AG570 | Versiooni kuupäev |  | Group properties: Date of version | date of the version to manage a group of properties within a data dictionary | EN ISO 23386:2020 | YYYY-MM-DDThh:mm:ssTZD
|  | AG580 | Deaktiveerimise kuupäev |  | Group properties: Date of deactivation | date as of which the group of properties becomes obsolete; the group of properties is maintained in the data dictionary | EN ISO 23386:2020 | YYYY-MM-DDThh:mm:ssTZD
|  | AG590 | Versiooni number |  | Group properties: Version number | this version number allows tracking of major changes, it is the experts who decide if the version number has to be changed or not | EN ISO 23386:2020
|  | AG600 | Redaktsiooni number |  | Group properties: Revision number | this revision number allows tracking of the minor changes e.g. new translation, changes of typos: if the version number changes, the revision number starts again at 1; it is the experts who decide about the revision number change | EN ISO 23386:2020
|  | AG610 | Asendatud atribuutide rühmade loend |  | Group properties: List of replaced groups of properties | list of globally unique identifiers of the replaced groups of properties | EN ISO 23386:2020
|  | AG620 | Atribuutide rühmade loend |  | Group properties: List of replacing groups of properties | list of globally unique identifiers of the replacing groups of properties | EN ISO 23386:2020
|  | AG630 | Eemaldamise selgitus |  | Group properties: Deprecation explanation | sentence explaining the reason of the deprecation, which can explain how to conform to the new group of properties; this explanation has to be written in international English (EN) | EN ISO 23386:2020
|  | AG640 | Omaduste grupi tunnuste seos ühendatud andmesõnastikega |  | Group properties: Relation of the group of properties identifiers in the interconnected data dictionaries | list of pairs (group of properties internal identifier, corresponding data dictionary identifier); this attribute should be used for compatibility between already existing groups of properties | EN ISO 23386:2020
|  | AG650 | Lähtekeel |  | Group properties: Creator's language | language of the creator of the group of properties | EN ISO 23386:2020
|  | AG660 | Nimed keeles N |  | Group properties: Names in language N | list of pairs (name of the group of properties and language); this attribute can be used to add synonyms for different domains | EN ISO 23386:2020
|  | AG670 | Mõisted keeles N |  | Group properties: Definitions in language N | List of pairs (definition of the group of properties, language) | EN ISO 23386:2020
|  | AG680 | Visuaalne esitus |  | Group properties: Visual representation | visual representation of the group of properties through sketches, photos, videos or other multimedia objects | EN ISO 23386:2020
|  | AG690 | Kasutusriik |  | Group properties: Country of use | country in which the group of properties is used | EN ISO 23386:2020
|  | AG700 | Kasutamise alajaotus |  | Group properties: Subdivision of use | documented geographical region of use of the group of properties | EN ISO 23386:2020
|  | AG710 | Päritoluriik |  | Group properties: Country of origin | country from where the requirement for this group of properties originated | EN ISO 23386:2020
|  | AG720 | Omaduste grupi kategooria |  | Group properties: Category of group of properties | indicates the category of the group of properties created | EN ISO 23386:2020
|  | AG730 | Omaduste ülemgrupp |  | Group properties: Parent group of properties | enables a sub-group to be linked to a parent group via their globally unique identifiers (attribute AP600); any property attached to a group is inherited by the sub-group(s) | EN ISO 23386:2020
|  | AG820 | GUID |  | GUID | unique reference number (globally unique identifier) used as an identifier in computer systems | ISO/IEC 18038:2020
| AH |  | Omadused, mis algavad tähega "H" (veeru "G" järgi) |  | Properties that start with letter "H" | terms (property names) are based on a given reference | CCI-EE
|  | AH100 | Puudega juurdepääs |  | Handicap accessible | indication that this object is designed to be accessible by the handicapped; it is giving according to the requirements of the national building code | IFC |  | HandicapAccessible |  | True;False
|  | AH150 | Liikumine korrusetasapindade vahel |  | Has level access facilities | the property of accessibility to building facilities which defines the availability of level access facilities to enable the ease of movement for people with additional needs | EN 16309:2014 |  |  |  | True;False
|  | AH175 | Lifti olemasolu |  | Has lift | the property of accessibility to building facilities which defines the availability of lifts to enable the ease of movement for people with additional needs | EN 16309:2014 |  |  |  | True;False
|  | AH200 | Rampide olemasolu |  | Has ramps | the property of accessibility to building facilities which defines the availability of ramps to enable the ease of movement for people with additional needs | EN 16309:2014 |  |  |  | True;False
|  | AH225 | Treppide olemasolu |  | Has strairs | the property of accessibility to building facilities which defines the availability of stairs to enable the ease of movement for people with additional needs | EN 16309:2014 |  |  |  | True;False
| AJ |  | Omadused, mis algavad tähega "I"/"J" (veeru "G" järgi) |  | Properties that start with letter "I"/"J" | terms (property names) are based on a given reference | CCI-EE
|  | AJ100 | Lepingu ID |  | Identifier | the identifier assigned to the agreement for the purposes of tracking | IFC |  | Identifier
|  | AJ125 | ID tunnus |  | Identifier (ID) | attribute associated with an object to unambiguously distinguish it from other objects within a specified domain | EN 81346-1:2009
|  | AJ300 | IFC klassifikaator (kood:mõiste) |  | IFC indentification | the key provided for a specific references to classification items (or tables) | IFC |  | IfcClassificationReference.Identification
|  | AJ325 | IFC nimetus |  | IFC name | designation according to IFC classification | IFC
|  | AJ375 | Kinnistu number |  | Immovable number | a number assigned to every immovable entered in the land register | CCI-EE
|  | AJ425 | Sihtotstarve 1 |  | Intended use 1 | legal property that indicates the intended use of cadastral unit | CCI-EE
|  | AJ426 | Sihtotstarve 2 |  | Intended use 2 | legal property that indicates the intended use of cadastral unit | CCI-EE
|  | AJ427 | Sihtotstarve 3 |  | Intended use 3 | legal property that indicates the intended use of cadastral unit | CCI-EE
|  | AJ500 | Maamärk |  | Is landmarked | this builing is listed as a historic building (=True), or not (=False), or unknown | IFC |  | IsLandmarked |  | True;False;Unknown
|  | AJ525 | Püsiv ID |  | Is permanent ID | indicates whether the identity assigned to a building is permanent (= True) or temporary (=False) | IFC |  | IsPermanentID |  | True;False
|  | AJ575 | Kas kasutatakse suunavaid viitasid |  | Is tactile (visual, audio) way finding systems available | the property of accessibility to building facilities which defines the availability of tactile, visual and audio way finding systems | EN 16309:2014 | m |  |  | True;False
| AL |  | Omadused, mis algavad tähega "L" (veeru "G" järgi) |  | Properties that start with letter "L" | terms (property names) are based on a given reference | CCI-EE
|  | AL100 | Sildid |  | Labels | table mapping values to labels, where such labels indicate predefined list of values or value range | IFC |  | Labels
|  | AL150 | Katastritunnuse nimetus |  | Land title id | identification number assigned by the statutory registration authority to the title to a land parcel | IFC |  | LandTitleID
|  | AL250 | Renditav |  | Leasable | management property that indicates whether a space is intended for a lease | CCI-EE
|  | AL275 | Rendileping |  | Lease agreement | management property that indicates whether a lease exists | CoClass
|  | AL300 | Rendilepingu number |  | Lease agreement number | management property that states the lease number | CoClass
|  | AL325 | Seaduslik omanik |  | Legal owner | legal characteristic indicating the holder of the title deed | CoClass
|  | AL500 | Kohalik nimetus |  | Local name | the local name that the plant is known as | IFC |  | LocalName
| AM |  | Omadused, mis algavad tähega "M" (veeru "G" järgi) |  | Properties that start with letter "M" | terms (property names) are based on a given reference | CCI-EE
|  | AM100 | Juhataja |  | Manager | legal property indicating trustee | CoClass
|  | AM140 | Kasutuse kategooria |  | Market category | category of use e.g. residential, commercial, recreation etc. | IFC |  | MarketCategory
|  | AM160 | Tuleviku kasutuse kategooriad |  | Market sub categories available future | a list of the sub categories of property that are expected to be available in the future expressed in terms of IfcLabel | IFC |  | MarketSubCategoriesAvailableFuture
|  | AM180 | Hetke kasutuse kategooriad |  | Market sub categories available now | a list of the sub categories of property that are currently available expressed in terms of IfcLabel | IFC |  | MarketSubCategoriesAvailableNow
|  | AM200 | Kasutuse alamkategooria |  | Market sub category | subset of category of use e.g. multi-family, 2 bedroom, low rise | IFC |  | MarketSubCategory
|  | AM300 | Kokkuvõte |  | Metadata: Abstract | a summary of resource; subproperty of description | ISO 15836-2:2019
|  | AM305 | Juurdepääs |  | Metadata: Access | right, opportunity, means of finding, using or retrieving information | ISO 15489-1:2017
|  | AM310 | Juurdepääsu õigused |  | Metadata: Access rights | information about who access the resource or an indication of its security status; access rights may include information regarding access or restrictions based on privacy, security, or other policies; subproperty of rights | ISO 15836-2:2019
|  | AM315 | Tekkepõhine meetod |  | Metadata: Accrual method | the method by which items are added to a collection; recommended practice is to use a value from the Collection Description Accrual Method Vocabulary | ISO 15836-2:2019
|  | AM320 | Tekkepõhine perioodilisus |  | Metadata: Accrual periodicity | the frequency with which items are added to a collection; recommended practice is to use a value from the Collection Description Frequency Vocabulary | ISO 15836-2:2019
|  | AM325 | Tekkepõhine eeskiri |  | Metadata: Accrual policy | the policy governing the addition of items to a collection; recommended practice is to use a value from the Collection Description Accrual Policy Vocabulary | ISO 15836-2:2019
|  | AM330 | Tegevus |  | Metadata: Activity | major task performed by a business entity as part of a function | ISO 15489-1:2017
|  | AM335 | Osaline |  | Metadata: Agent | individual, workgroup or organization responsible for, or involved in, record creation, capture and/or records management processes; note that technological tools such as software applications can be considered agents if they routinely perform records processes | ISO 23081-1:2006
|  | AM340 | Kogum |  | Metadata: Aggregation | any accumulation of record entities at a level above record object | ISO 23081-1:2019
|  | AM345 | Alternatiivne pealkiri |  | Metadata: Alternative title | an alternative name for the resource; the distinction between titles and alternative titles is application-specific; subproperty of title | ISO 15836-2:2019
|  | AM350 | Arhiivisüsteem |  | Metadata: Archival system | organized collection of hardware, software, policies, procedures and people, which maintains, stores, manages and makes available records over time | ISO 23081-2:2011
|  | AM355 | Atribuut |  | Metadata: Attribute | characteristic of an object or entity | ISO 23081-2:2011
|  | AM360 | Kasutajad |  | Metadata: Audience | a class of agents for whom the resource is intended or useful; recommended practice is to use this property with non-literal values from a vocabulary of audience types | ISO 15836-2:2019
|  | AM365 | Kvalifikatsioonitase |  | Metadata: Audience education level | a class of agents, defined in terms of progression through an educational or training context, for which the described resource is intended | ISO 15836-2:2019
|  | AM370 | Bibliograafiline viide |  | Metadata: Bibliographic citation | a bibliographic reference for the resource; recommended practice is to include sufficient bibliographic detail to identify the resource as unambiguously as possible; subproperty of identifier | ISO 15836-2:2019
|  | AM375 | Äritegevus |  | Metadata: Business activity | all the functions, activities and transactions of an organisation and its employees; includes public administration as well as commercial business | ISO 23081-1:2019
|  | AM380 | Liigitusskeem |  | Metadata: Business classification scheme | tool for linking records to the context of their creation | ISO 15489-1:2017
|  | AM385 | Infosüsteem |  | Metadata: Business system | organized collection of hardware, software, supplies, policies, procedures and people, which stores, processes and provides access to an organization's business information | ISO 23081-2:2011
|  | AM390 | Hõlmamine |  | Metadata: Capture | process of lodging a document or digital object into a records management system and assigning metadata to describe the record and place it in context | ISO 23081-1:2019
|  | AM395 | Klass (liik) |  | Metadata: Class | description of a set of objects that share the same attributes, operations, methods, relationships, and semantics | ISO 23081-2:2011
|  | AM400 | Liigitamine |  | Metadata: Classification | systematic identification and/or arrangement of business activities and/or records into categories according to logically structured conventions, methods, and procedural rules | ISO 15489-1:2017
|  | AM405 | Kontseptuaalne andmemudel |  | Metadata: Conceptual data model | data model that represents an abstract view of the real world; represents the human understanding of a system | ISO 23081-2:2011
|  | AM410 | Vastavus |  | Metadata: Conforms to | an established standard to which the described resource conforms; subproperty of relation | ISO 15836-2:2019 |  | Standard
|  | AM415 | Toetaja |  | Metadata: Contributor | entity responsible for making contributions to the resource; examples include a person, an organization, or a service | ISO 15836-1:2019
|  | AM420 | Konvertimine |  | Metadata: Conversion | process of changing records from one format to another | ISO 15489-1:2017
|  | AM425 | Hõlme |  | Metadata: Coverage | spatial or temporal topic of the resource (ex. can be named period, date, or date range), spatial applicability of the resource (e.g. named place or a location specified by its geographic coordinates), or jurisdiction under which the resource is relevant (ex. can be named administrative entity or a geographic place to which the resource applies) | ISO 15836-1:2019
|  | AM430 | Autor |  | Metadata: Creator | entity primarly responsible for making the resources; examples include a person, an organization, or a service | ISO 15836-1:2019
|  | AM435 | Kuupäev |  | Metadata: Date | point or period of time associated with an event in the lifecycle of the resource; may be used to express temporal information at any level of granularity | ISO 15836-1:2019 | YYYYMMDD
|  | AM440 | Vastuvõmise kuupäev |  | Metadata: Date accepted | date of acceptance of the resource; recommended practice is to describe the date, date/time, or period of time as recommended for the property Date, of which this is a subproperty | ISO 15836-2:2019
|  | AM445 | Saadaval kuupäev |  | Metadata: Date available | date that the resource became or will become available; recommended practice is to describe the date, date/time, or period of time as recommended for the property Date, of which this is a subproperty | ISO 15836-2:2019
|  | AM450 | Autoriõigustega kaitstud kuupäev |  | Metadata: Date copyrighted | date of copyright of the resource; typically a year; recommended practice is to describe the date, date/time, or period of time as recommended for the property Date, of which this is a subproperty | ISO 15836-2:2019
|  | AM455 | Loomise kuupäev |  | Metadata: Date created | date of creation of the resource; recommended practice is to describe the date, date/time, or period of time as recommended for the property Date, of which this is a subproperty | ISO 15836-2:2019
|  | AM460 | Väljastamise kuupäev |  | Metadata: Date issued | date of formal issuance of the resource; recommended practice is to describe the date, date/time, or period of time as recommended for the property Date, of which this is a subproperty | ISO 15836-2:2019
|  | AM465 | Muutmise kuupäev |  | Metadata: Date modified | date on which the resource was changed; recommended practice is to describe the date, date/time, or period of time as recommended for the property Date, of which this is a subproperty | ISO 15836-2:2019
|  | AM470 | Esitamise kuupäev |  | Metadata: Date submitted | date of submission of the resource; recommended practice is to describe the date, date/time, or period of time as recommended for the property Date, of which this is a subproperty | ISO 15836-2:2019
|  | AM475 | Kehtivuse kuupäev |  | Metadata: Date valid | date (often a range) of validity of a resource; recommended practice is to describe the date, date/time, or period of time as recommended for the property Date, of which this is a subproperty | ISO 15836-2:2019
|  | AM480 | Kirjeldus |  | Metadata: Description | account of the resource; may include, but not limited to - an abstract, table of contents, a graphical representation or a free-text account of the resource | ISO 15836-1:2019
|  | AM485 | Hävitamine |  | Metadata: Destruction | process of eliminating or deleting a record, beyond any possible reconstruction | ISO 15489-1:2017
|  | AM490 | Eraldamine |  | Metadata: Disposition | range of processes associated with implementing records retention, destruction or transfer decisions which are documented in disposition authorities or other instruments | ISO 15489-1:2017
|  | AM495 | Eraldamise volitus |  | Metadata: Disposition authority | instrument that defines the disposition actions that are authorized for specified records | ISO 15489-1:2017
|  | AM500 | Kodeerimissüsteem |  | Metadata: Encoding scheme | controlled list of all the acceptable values in natural language and/or as a syntax-encoded text string designed for machine processing | ISO 23081-1:2019
|  | AM505 | Olem |  | Metadata: Entity | any concrete or abstract thing that exists, did exist, or may exist, including associations among these things; examples include a person, object, event, idea or process; an entity exists whether data about it are available or not | ISO 23081-2:2011
|  | AM510 | Tõendus |  | Metadata: Evidence | documentation of a transaction; this is proof of a business transaction which can be shown to have been created in the normal course of business activity and which is inviolate and complete; it is not limited to the legal sense of the term | ISO 30300:2020
|  | AM515 | Maht |  | Metadata: Extent | the size or duration of the resource; recommended practice is to specify the file size in megabytes and duration in ISO 8601 format | ISO 15836-2:2019
|  | AM520 | Püsivus |  | Metadata: Fixity | state of quality of being fixed, that is, protected against unauthorised alteration or disposition | ISO 23081-1:2019
|  | AM525 | Vorming |  | Metadata: Format | file format, physical medium, or dimensions of the resource; examples of dimensions include size and duration | ISO 15836-1:2019
|  | AM530 | Funktsioon |  | Metadata: Function | group of activities that fulfills the major responsibilities for achieving the strategic goals of a business activity | ISO 15489-1:2017
|  | AM535 | Omab vormingut |  | Metadata: Has format | a related resource that is substantially the same as the pre-existing described resource, but in another format; this property is intended to be used with non-literal values; this property is an inverse property of Is Format Of; subproperty of Relation | ISO 15836-2:2019
|  | AM540 | Omab osa |  | Metadata: Has part | a related resource that is included either physically or logically in the described resource; this property is intended to be used with non-literal values; this property is an inverse property of Is Part Of; subproperty of Relation | ISO 15836-2:2019
|  | AM545 | Omab versiooni |  | Metadata: Has version | a related resource that is a version, edition, or adaptation of the described resource; changes in version imply substantive changes in content rather than differences in format; this property is intended to be used with non-literal values; this property is an inverse property of Is Version Of; subproperty of Relation | ISO 15836-2:2019
|  | AM550 | Identifikaator |  | Metadata: Identifier | compact sequence of characters that establishes the identity of a resource, institution or person alone or in combination with other elements | ISO 15836-1:2019
|  | AM555 | Juhendamise viis |  | Metadata: Instructional method | a process, used to engender knowledge, attitudes and skills, that the described resource is designed to support | ISO 15836-2:2019
|  | AM560 | Vormingus |  | Metadata: Is format of | a pre-existing related resource that is substantially the same as the described resource, but in another format; this property is intended to be used with non-literal values; this property is an inverse property of Has Format; subproperty of Relation | ISO 15836-2:2019
|  | AM565 | Osa |  | Metadata: Is part of | a related resource in which the described resource is physically or logically included; this property is intended to be used with non-literal values; this property is an inverse property of Has Part; subproperty of Relation | ISO 15836-2:2019
|  | AM570 | Viidatud |  | Metadata: Is referenced by | a related resource that references, cites, or otherwise points to the described resource; this property is intended to be used with non-literal values; this property is an inverse property of References; subproperty of Relation | ISO 15836-2:2019
|  | AM575 | Asendatud |  | Metadata: Is replaced by | a related resource that supplants, displaces, or supersedes the described resource; this property is intended to be used with non-literal values; this property is an inverse property of Replaces; subproperty of Relation | ISO 15836-2:2019
|  | AM580 | Nõutud |  | Metadata: Is required by | a related resource that requires the described resource to support its function, delivery, or coherence; this property is intended to be used with non-literal values; this property is an inverse property of Requires; subproperty of Relation | ISO 15836-2:2019
|  | AM585 | Osaversioon |  | Metadata: Is version of | a related resource of which the described resource is a version, edition, or adaptation; changes in version imply substantive changes in content rather than differences in format; this property is intended to be used with non-literal values; this property is an inverse property of Has Version; subproperty of Relation | ISO 15836-2:2019
|  | AM590 | Märgend |  | Metadata: Labels | descriptive name given an element for human recognition | ISO 15836-1:2019
|  | AM595 | Keel |  | Metadata: Language | language of the resource; best practice is to use a controlled vocabulary as specified in ISO 639-2 or ISO 639-3 | ISO 15836-1:2019
|  | AM600 | Litsents |  | Metadata: License | a legal document giving official permission to do something with the resource; recommended practice is to identify the license document with a URI. If this is not possible or feasible, a literal value that identifies the license may be provided; subproperty of Rights | ISO 15836-2:2019
|  | AM605 | Ressursi elukäik |  | Metadata: Lifecycle of a resource | sequence of events that markt the development and use of a resource | ISO 15836-1:2019
|  | AM610 | Vahendaja |  | Metadata: Mediator | an entity that mediates access to the resource; subproperty of Audience | ISO 15836-2:2019
|  | AM615 | Meedium |  | Metadata: Medium | the material or physical carrier of the resource; subproperty of Format | ISO 15836-2:2019
|  | AM620 | Dokumentide metaandmed |  | Metadata: Metadata for records | structured or semi-structured information, which enables the creation, management, and use of records through time and within and across domains | ISO 15489-1:2017
|  | AM625 | Metaandmeskeem |  | Metadata: Metadata schema | logical plan showing the relationships between metadata elements, normally through establishing rules for the use and management of metadata specifically as regards the semantics, the syntax and the optionality (obligation level) of values | ISO 23081-1:2019
|  | AM630 | Migreerimine |  | Metadata: Migration | process of moving records from one hardware or software configuration to another without changing the format | ISO 30300:2020
|  | AM635 | Nimi |  | Metadata: Name | token appended to the URI of a DCMI namespace to create the URI of the term | ISO 15836-1:2019
|  | AM640 | Päritolu |  | Metadata: Provenance | a statement of any changes in ownership and custody of the resource since its creation that are significant for its authenticity, integrity, and interpretation; the statement may include a description of any changes successive custodians made to the resource | ISO 15836-1:2019
|  | AM645 | Väljaandja |  | Metadata: Publisher | entity responsible for making the resource available; this may include a person, an organization or a service | ISO 15836-1:2019
|  | AM650 | Ulatus |  | Metadata: Range | class of which a value described by the term is an instance | ISO 15836-1:2019
|  | AM655 | Dokumendid |  | Metadata: Records | information created, received and maintained as evidence and as an asset by an organization or person, in pursuit of legal obligations or in the transaction of business | ISO 15489-1:2017
|  | AM660 | Dokumendihaldustarkvara |  | Metadata: Records application software | specific application used to maintain, manage and provide access to an organization's record resources | ISO 23081-2:2011
|  | AM665 | Dokumendihaldus |  | Metadata: Records management | field of management responsible for the efficient and systematic control of the creation, receipt, maintenance, use and disposition of records, including processes for capturing and maintaining evidence of and information about business activities and transactions in the form of records | ISO 15489-1:2017
|  | AM670 | Dokumendisüsteem |  | Metadata: Records system | information system which captures, manages and provides access to records over time; can consist of technical elements such as software, which may be designed specificalluy for managing records or for some other business purpose, and non-technical elements including policy, procedures, people, and other agents, and assigned responsibilities | ISO 15489-1:2017
|  | AM675 | Referentsid |  | Metadata: References | a related resource that is referenced, cited, or otherwise pointed to by the described resource; this property is intended to be used with non-literal values; this property is an inverse property of Is Referenced By; subproperty of Relation | ISO 15836-2:2019
|  | AM680 | Seos |  | Metadata: Relation | related resource; best practice is to identify the related resource by means of a URI or other string conforming to a formal identification system | ISO 15836-1:2019
|  | AM685 | Asendab |  | Metadata: Replaces | a related resource that is supplanted, displaced, or superseded by the described resource; this property is intended to be used with non-literal values. This property is an inverse property of Is Replaced By; subproperty of Relation | ISO 15836-2:2019
|  | AM690 | Nõue |  | Metadata: Requires | a related resource that is required by the described resource to support its function, delivery, or coherence; this property is intended to be used with non-literal values; this property is an inverse property of Is Required By; subproperty of Relation | ISO 15836-2:2019
|  | AM695 | Ressurss |  | Metadata: Resource | thing that might be identified | ISO 15836-1:2019
|  | AM700 | Õigused |  | Metadata: Rights | information about rights held in and over the resource; typically, rights information includes a statement about various property rights associated with the resource, including intellectual property rights) | ISO 15836-1:2019
|  | AM705 | Õiguste hoidja |  | Metadata: Rights holder | a person or organization owning or managing rights over the resource; recommended practice is to refer to the rights holder with a URI. If this is not possible or feasible, a literal value that identifies the rights holder may be provided | ISO 15836-2:2019
|  | AM710 | Allikas |  | Metadata: Source | realted resource from which the described resource is derived | ISO 15836-1:2019
|  | AM715 | Ruumiline katvus |  | Metadata: Spatial coverage | spatial characteristics of the resource; subproperty of Coverage | ISO 15836-2:2019
|  | AM720 | Teema |  | Metadata: Subject | topic of the resource; typically will be represented using keywords, key phrases, or classification codes | ISO 15836-1:2019
|  | AM725 | Sisukord |  | Metadata: Table of contents | a list of subunits of the resource; subproperty of Description | ISO 15836-2:2019
|  | AM730 | Ajutine katvus |  | Metadata: Temporal coverage | temporal characteristics of the resource; subproperty of Coverage | ISO 15836-2:2019
|  | AM735 | Pealkiri |  | Metadata: Title | name given to the resource | ISO 15836-1:2019
|  | AM740 | Toiming |  | Metadata: Transaction | smallest unit of a work process consisting of an exchange between two or more participants or systems | ISO/TR 26122:2008
|  | AM745 | Tüüp |  | Metadata: Type | nature or genre of the resource; according to DCMI Type vocabulary: collection; dataset; event; image; interactive resource: movingimage; physicalobject; service; software; sound; stillimage; text (note: for file format, physical medium or dimensions of the resource, the Format element can be used) | ISO 15836-1:2019
|  | AM750 | Üldine ressurssiindentikaator (URI) |  | Metadata: Uniform resource identifier (URI) | compact sequence of characters that identifies an abstract or physical resource | ISO 15836-1:2019
|  | AM755 | Tööprotsess |  | Metadata: Work process | one or more sequences of actions required to produce an outcome that complies with governing rules | ISO/TR 26122:2008
|  | AM850 | Mälestise nimi |  | Monument name | legal property according to national heritage board | CCI-EE
|  | AM865 | Mälestise registri number |  | Monument register number | legal property according to national heritage board | CCI-EE
|  | AM880 | Mälestise alaliik |  | Monument subtype | legal property according to national heritage board (ex. historical monument, archaeological monument, building monument, art monument, historical natural sanctuary, technical monument) | CCI-EE
|  | AM895 | Mälestise liik |  | Monument type | legal property according to national heritage board (ex. immovable, movable) | CCI-EE
|  | AM945 | Mitmeastmeline viitetunnus |  | Multi-level reference designation | reference designation consisting of concatenated single-level reference designations | EN 81346-1:2009
| AN |  | Omadused, mis algavad tähega "N" (veeru "G" järgi) |  | Properties that start with letter "N" | terms (property names) are based on a given reference | CCI-EE
|  | AN100 | Nimetus |  | Name | formal name | COBie |  | Name
|  | AN125 | Nime formaat |  | Name format | specifies a reference to or description of the formatting or encoding of the Name attribute of the IfcReferent occurrence | IFC |  | NameFormat
|  | AN140 | Lisatekst |  | Narrative text | added information relating to the adjacent building use that is not appropriate to the general descriptive text associated with an entity through the inherited IfcRoot.Description | IFC |  | NarrativeText
|  | AN150 | Riigikaitseline ehitis |  | National defense regulated | legal property indicating security class | CCI-EE
|  | AN700 | Number |  | Number | name that numbers objects in their context | CoClass
|  | AN725 | Osaliste arv |  | Number of actors | the number of actors that are to be dealt with together in the population | IFC |  | NumberOfActors
| AP |  | Omadused, mis algavad tähega "P" (veeru "G" järgi) |  | Properties that start with letter "P" | terms (property names) are based on a given reference | CCI-EE
|  | AP150 | Kasutusotstarbe kood |  | Occupancy type | occupancy type for this object; it is defined according to the presiding national building code | CCI-EE |  | OccupancyType
|  | AP350 | Omanik |  | Owner | legal property that indicates ownership not related to real estate | CoClass
|  | AP400 | Omaniku esindaja |  | Owner representative | legal property indicating agent for owner | CoClass
|  | AP450 | Parkimiskohtade arv |  | Parking units | indicates the number of transporation units of the type specified by the property ParkingUse that may be accommodated within the space; generally, this value should default to 1 unit; however, where the parking space is for motorcycles or bicycles, provision may be made for more than one unit in the space | IFC |  | ParkingUnits
|  | AP460 | Parkimisala tüüp |  | Parking use | identifies the type of transporation for which the parking space is designed; values are not predefined but might include car, compact car, motorcycle, bicycle, truck, bus etc. | IFC |  | ParkingUse
|  | AP500 | Kontrolli kategooria |  | Planning control status | label of zoning category or class, or planning control category for the site or facility | IFC |  | PlanningControlStatus
|  | AP550 | Tootja |  | Producer | legal characteristic indicating the contractor | CoClass
|  | AP575 | Tootja esindaja |  | Producer representative | legal capacity indicating agents of contractors | CoClass
|  | AP600 | Unikaalne ID |  | Property attribute: Globally unique identifier | globally unique identifier | EN ISO 23386:2020
|  | AP605 | Staatus |  | Property attribute: Status | status of the property during its life cycle | EN ISO 23386:2020
|  | AP610 | Loomise kuupäev |  | Property attribute: Date of creation | date of validation of the property creation request by experts | EN ISO 23386:2020 | YYYY-MM-DDThh:mm:ssTZD
|  | AP615 | Aktiveerimise kuupäev |  | Property attribute: Date of activation | date after when the property can be used | EN ISO 23386:2020 | YYYY-MM-DDThh:mm:ssTZD
|  | AP620 | Viimase muudatuse kuupäev |  | Property attribute: Date of last change | date of validation of the last change request by experts | EN ISO 23386:2020 | YYYY-MM-DDThh:mm:ssTZD
|  | AP625 | Läbivaatamise kuupäev |  | Property attribute: Date of revision | date of the revision | EN ISO 23386:2020 | YYYY-MM-DDThh:mm:ssTZD
|  | AP630 | Versiooni kuupäev |  | Property attribute: Date of version | date of the version | EN ISO 23386:2020 | YYYY-MM-DDThh:mm:ssTZD
|  | AP635 | Deaktiveerimise kuupäev |  | Property attribute: Date of deactivation | date as of which the property becomes obsolete; the property is maintained in the data dictionary | EN ISO 23386:2020 | YYYY-MM-DDThh:mm:ssTZD
|  | AP640 | Versiooni number |  | Property attribute: Version number | this version number allows tracking of major changes, experts decide if a new version number must be applied | EN ISO 23386:2020
|  | AP645 | Redaktsiooni number |  | Property attribute: Revision number | this revision number allows tracking of the minor changes e.g. new translation, changes of typos: if the version number changes, the revision number starts again at 1; experts decide if a new revision number can be applied or if a new revison is needed | EN ISO 23386:2020
|  | AP650 | Asendatud omaduste loend |  | Property attribute: List of replaced properties | globally unique identifier (attribute AP001) of the replaced property (or properties) | EN ISO 23386:2020
|  | AP655 | Asendavate omaduste loetelu |  | Property attribute: List of replacing properties | globally unique identifier (attribute AP001) of the replacing property (or properties) | EN ISO 23386:2020
|  | AP660 | Eemaldamise selgitus |  | Property attribute: Deprecation explanation | sentence explaining the reason of the deprecation, which can explain how to conform to the new property; this explanation has to be written in international English (EN) | EN ISO 23386:2020
|  | AP665 | Omadustunnuste seos omavahel ühendatud andmesõnastikes |  | Property attribute: Relation of the property identifiers in the interconnected data dictionaries | list of pairs (property internal identifier, corresponding data dictionary identifier); this attribute should be used for compatibility between already existing properties | EN ISO 23386:2020
|  | AP670 | Lähtekeel |  | Property attribute: Creator's language | language of the creator of the property | EN ISO 23386:2020
|  | AP675 | Nimi keeles N |  | Property attribute: Name in language N | list of pairs (name of the property and language); this attribute can be used to add synonyms for different domains | EN ISO 23386:2020
|  | AP680 | Mõisted keeles N |  | Property attribute: Definitions in language N | list of pairs (definition of the property, language) | EN ISO 23386:2020
|  | AP685 | Kirjeldused keeles N |  | Property attribute: Descriptions in language N | list of pairs (description of the property, language); this attribute is used to provide a plain language description of the property | EN ISO 23386:2020
|  | AP690 | Näited keeles N |  | Property attribute: Examples in language N | list of pairs (example values, language); this attribute can be used to illustrate the possible values of the property | EN ISO 23386:2020
|  | AP695 | Liidetud omadused |  | Property attribute: Connected properties | list of the globally unique identifier of the connected properties (AP001); the valueof one property is related to the value of the other ones; for example, a sound absorption coefficient is given for a specific frequency, in this case sound absorption and frequency are connected properties | EN ISO 23386:2020
|  | AP700 | Omaduste grupp |  | Property attribute: Group(s) of properties | list of globally unique identifiers of groups of properties (attribute AG001) to which the property is attached | EN ISO 23386:2020
|  | AP705 | Atribuudi sümbolid antud omaduste rühmas |  | Property attribute: Symbols of the property in a given property group | list of pairs (symbol of the property, globally unique identifier of the group of properties (attribute AG001) | EN ISO 23386:2020
|  | AP710 | Visuaalne esitus |  | Property attribute: Visual representation | visual representation of the property through sketches, photos, videos or other multimedia objects | EN ISO 23386:2020
|  | AP715 | Kasutusriik |  | Property attribute: Country of use | country (group of countries, continent) in which the property is relevant for the market the stakeholder operate in; for example, ISOLE (the "ISOLE" usage profile is designed to make it easier to express of the suitability of insulation products relative to the needs of users, and as set out in a number of codified texts) has a country of use: Europe | EN ISO 23386:2020
|  | AP720 | Kasutamise alajaotus |  | Property attribute: Subdivision of use | documented geographical region of use of the property | EN ISO 23386:2020
|  | AP725 | Päritoluriik |  | Property attribute: Country of origin | country from where the requirement for this property originated | EN ISO 23386:2020
|  | AP730 | Füüsikaline suurus |  | Property attribute: Physical quantity | list of pairs (physical quantity ¦ language); physical quantities are expressed in international system (SI) units; non-physical quantities such as text are expressed with the value "without"; this is equivalent to a measure in ISO 16739-1 and ISO 10303; only one physical quantity can be attached to a property; this attribute is used to provide the quantity in plain text with all the needed translations | EN ISO 23386:2020
|  | AP735 | Mõõtühik |  | Property attribute: Dimension | in case of a physical quantity, dimension according to ISO 80000 (all parts); this attribute allows the dimension to be machine readable; as all physical quantities are derived from 7 base quantities, it is provided with the power (as a rational number) attached to a basic dimension in the following order and with one space between each | EN ISO 23386:2020 | 0 0 0 0 0 0 0 (EN ISO 80000)
|  | AP740 | Mõõtmismeetod |  | Property attribute: Method of measurement | evaluation of construction products to ensure their fitness according to requirements in harmonised technical specifications | EN ISO 23386:2020
|  | AP745 | Andmetüüp |  | Property attribute: Data type | format for expressing the value of the property; this can be understood as the storage type from a software perspective; in case of a dynamic property the value of this attribute is the datatype of the result of the calculation by the formula | EN ISO 23386:2020
|  | AP750 | Dünaamiline omadus |  | Property attribute: Dynamic property | if this is a dynamic property, the value is dependent on the parameters provided in the attribute AP032 | EN ISO 23386:2020
|  | AP755 | Dünaamilise omaduse parameetrid |  | Property attribute: Parameters of the dynamic property | list of GUIDs of properties which are parameters of the function for a dynamic property | EN ISO 23386:2020
|  | AP760 | Ühikud |  | Property attribute: Units | a unit to represent a scale that enables a value to be measured; it is possible to use this attribute to explain there is no unit attached to the property by using "unitless" | EN ISO 23386:2020
|  | AP765 | Piiritlevate väärtuste nimetused |  | Property attribute: Names of the defining values | in case of an array, this attribute provides the names of the column headers defined as a list of pairs (name, language) | EN ISO 23386:2020
|  | AP770 | Piiritletavad väärtused |  | Property attribute: Defining values | in case of an array, this attribute provides the defining values when applicable, the datatype is given by the attribute AP030 | EN ISO 23386:2020
|  | AP775 | Tolerants |  | Property attribute: Tolerance | for numerical values; the total amount that s specific unit is permitted to vary; it is the difference between the maximum and the minimum limits for the unit | EN ISO 23386:2020
|  | AP780 | Digitaalne formaat |  | Property attribute: Digital format | pair for digital text type (precision, unit); precision is the number of significant digits | EN ISO 23386:2020
|  | AP785 | Teksti vorming |  | Property attribute: Text format | pair for text type (encoding, number of characters); the encoding is set according to "Name of encoding standard" of IANA, RFC 2978 | EN ISO 23386:2020
|  | AP790 | Võimalike väärtuste loetelu keeles N |  | Property attribute: List of possible values in language N | list of pairs (possible value for the property and language); values can be string or numbers | EN ISO 23386:2020
|  | AP795 | Väärtuste vahemik |  | Property attribute: Boundary values | pair (list of boundary intervals of possible values for the property, unit) | EN ISO 23386:2020
|  | AP860 | Omanik |  | Proprietor | legal capacity specified by the right holder | CoClass
|  | AP900 | Avalikult juurdepääsetav |  | Publicly accessible | indication whether this space (in case of e.g., a toilet) is designed to serve as a publicly accessible space, e.g., for a public toilet | IFC |  | PubliclyAccessible |  | True;False
| AR |  | Omadused, mis algavad tähega "R" (veeru "G" järgi) |  | Properties that start with letter "R" | terms (property names) are based on a given reference | CCI-EE
|  | AR200 | Viitetunnus |  | Reference designation | identifier of a specific object formed with respect to the system of which the object is a constituent, based on one or more aspects of that system | EN 81346-1:2009
|  | AR225 | Viitetunnusrühm |  | Reference designation set | collection of two or more reference designations assigned to an object of which at least one unambiguously identifies this object | EN 81346-1:2009
|  | AR250 | Üüritav |  | Rentable | management property that indicates whether a space is intended for a rent | CCI-EE |  |  |  | True;False
|  | AR300 | Unikaalne ID |  | Request attribute: Globally unique identifier | globally unique identifier of the property (or properties) concerned | EN ISO 23386:2020
|  | AR310 | Kommentaar |  | Request attribute: Comment | detailed expression of the request | EN ISO 23386:2020
|  | AR320 | Taotleja |  | Request attribute: Applicant | all the necessary information to contact the applicant (person or entity) | EN ISO 23386:2020
|  | AR330 | Keelekood |  | Request attribute: Language code | language code of the creator | EN ISO 23386:2020
|  | AR340 | Välispidine olek |  | Request attribute: External status | status of the request which indicates its stage of the progress in the process between the creator and the experts | EN ISO 23386:2020
|  | AR350 | Sisemine staatus |  | Request attribute: Internal status | status of the request for each expert which indicates its stage of progress in the experts' process; the internal status is associated with the pair {Request, Expert} (appraisal) | EN ISO 23386:2020
|  | AR360 | Esitamise kuupäev |  | Request attribute: Date of submission | date of submission of the request | EN ISO 23386:2020
|  | AR370 | Olemus |  | Request attribute: Nature | characterises the request with respect to the existence of a property | EN ISO 23386:2020
|  | AR420 | Piirangud |  | Restrictions | restrictions that may be placed by a competent authority | IFC |  | Restrictions
|  | AR480 | Õiguste omanik |  | Rights owner | legal characteristic indicating the right of use | CoClass
|  | AR600 | Ruumi number |  | Room number | room number | CCI-EE
| AS |  | Omadused, mis algavad tähega "S" (veeru "G" järgi) |  | Properties that start with letter "S" | terms (property names) are based on a given reference | CCI-EE
|  | AS200 | Seadepunkti ID |  | Set point identifier | the detected tag value | IFC |  | SetPointIdentifier
|  | AS400 | Üheastmeline viitetunnus |  | Single-level reference designation | reference designation assigned with respect to the object of which the specific object is a direct constituent in one aspect; a single-level reference designation does not include any reference designations of upper level or lower level objects | EN 81346-1:2009
|  | AS700 | Allsüsteem |  | Subsystem | a system that is part of a larger system | CCI-EE
|  | AS710 | Allsüsteemi kirjeldus |  | Subsystem description | subsystem description, extends the subsystem naming component | CCI-EE
|  | AS725 | Alatüüp |  | Subtype | a subtype that is part of a type | CCI-EE
|  | AS740 | Alatüübi kirjeldus |  | Subtype description | subtype description that extends the subtype naming component | CCI-EE
|  | AS900 | Süsteem |  | System | top level service system | IFC |  | System
|  | AS910 | Süsteemi kirjeldus |  | System description | system description, extends the system naming component | CCI-EE
| AT |  | Omadused, mis algavad tähega "T" (veeru "G" järgi) |  | Properties that start with letter "T" | terms (property names) are based on a given reference | CCI-EE
|  | AT100 | Tähise number |  | Tag number | tag number for product or equipment at installation | COBie
|  | AT125 | Maksustatud omanik |  | Taxed owner | legal property that specifies payers of property tax | CoClass
|  | AT225 | Üürnik |  | Tenant | legal property indicating tenant | CoClass
|  | AT240 | Valduse režiimid tulevikus |  | Tenure modes available future | a list of the tenure modes that are expected to be available in the future expressed in terms of IfcLabel | IFC |  | TenureModesAvailableFuture
|  | AT260 | Valduse režiimid hetkel |  | Tenure modes available now | a list of the tenure modes that are currently available expressed in terms of IfcLabel | IFC |  | TenureModesAvailableNow
|  | AT800 | Tüüp |  | Type | type of a component or element | COBie |  | Type
|  | AT825 | Tüübi kirjeldus |  | Type description | designation giving further description of type | CCI-EE
|  | AT850 | Tüübi tunnus |  | Type designation | designation indicating type | IFC |  | TypeDesignation
|  | AT875 | Objektiliik |  | Type of address object | legal property indicating the type of address object | CCI-EE
| AU |  | Omadused, mis algavad tähega "U" (veeru "G" järgi) |  | Properties that start with letter "U" | terms (property names) are based on a given reference | CCI-EE
|  | AU600 | Uniclass tegevuse klass |  | Uniclass: activities code | Uniclass classification code that identifies the activity | NBS
|  | AU605 | Uniclass tegevuse nimetus |  | Uniclass: activities title | Uniclass classification title that describes the activity | NBS
|  | AU610 | Uniclass ehituskompleksi klass |  | Uniclass: complexes code | Uniclass classification code that identifies the complex | NBS
|  | AU615 | Uniclass ehituskompleksi nimetus |  | Uniclass: complexes title | Uniclass classification title that describes the complex | NBS
|  | AU620 | Uniclass ehitise klass |  | Uniclass: entities code | Uniclass classification code that identifies the entity | NBS
|  | AU625 | Uniclass ehitise nimetus |  | Uniclass: entities title | Uniclass classification title that describes the entity | NBS
|  | AU630 | Uniclass ehitatud ruumi klass |  | Uniclass: spaces code | Uniclass classification code that identifies the space/location | NBS
|  | AU635 | Uniclass ehitatud ruumi nimetus |  | Uniclass: spaces title | Uniclass classification title that describes the space/location | NBS
|  | AU640 | Uniclass elemendi klass |  | Uniclass: element code | Uniclass classification code that identifies the element/function | NBS
|  | AU645 | Uniclass elemendi nimetus |  | Uniclass: element title | Uniclass classification title that describes the element/function | NBS
|  | AU650 | Uniclass süsteemi klass |  | Uniclass: system code | Uniclass classification code that identifies the system | NBS
|  | AU655 | Uniclass süsteemi nimetus |  | Uniclass: system title | Uniclass classification title that describes the system | NBS
|  | AU660 | Uniclass toote klass |  | Uniclass: product code | Uniclass classification code that identifies the product | NBS
|  | AU665 | Uniclass toote nimetus |  | Uniclass: product title | Uniclass classification title that describes the product | NBS
|  | AU670 | Uniclass töövahendi klass |  | Uniclass: tools and equipment code | Uniclass classification code that identifies the tools and equipment | NBS
|  | AU675 | Uniclass töövahendi nimetus |  | Uniclass: tools and equipment title | Uniclass classification title that describes the tools and equipment | NBS
|  | AU680 | Uniclass projektijuhtimise klass |  | Uniclass: project management code | Uniclass classification code that identifies the project management | NBS
|  | AU685 | Uniclass projektijuhtimise nimetus |  | Uniclass: project management title | Uniclass classification title that describes the project management | NBS
|  | AU690 | Uniclass informatsiooni liigi klass |  | Uniclass: form of information code | Uniclass classification code that identifies the form of information | NBS
|  | AU695 | Uniclass informatsiooni liigi nimetus |  | Uniclass: form of information title | Uniclass classification title that describes the form of information | NBS
|  | AU700 | Uniclass rolli klass |  | Uniclass: role code | Uniclass classification code that identifies the role | NBS
|  | AU705 | Uniclass rolli nimetus |  | Uniclass: role title | Uniclass classification title that describes the role | NBS
|  | AU710 | Uniclass CAD klass |  | Uniclass: CAD code | Uniclass classification code that identifies the CAD | NBS
|  | AU715 | Uniclass CAD nimetus |  | Uniclass: CAD title | Uniclass classification title that describes the CAD | NBS
|  | AU790 | Kasutaja |  | User | legal property that specifies users | IFC |  | User
|  | AU805 | Kasutaja esindaja |  | User representative | legal property that specifies agents for users | CoClass
|  | AU880 | UUID |  | UUID | 128-bit number used to identify information in computer systems | ISO/IEC 18038:2020
B? |  |  | Akustilised omadused |  | Acoustic properties | terms (properties) regarding sound-generating or sound-affecting ability | CCI-EE
| BA |  | Omadused, mis algavad tähega "A" (veeru "G" järgi) |  | Properties that start with letter "A" | terms (property names) are based on a given reference | CCI-EE
|  | BA050 | Akustiline võimsus sagedusel 1000 Hz |  | Acoustic capacity at 1000 Hz | acoustic capacity at 1000 hz | ETIM | dB |  | EF024518
|  | BA055 | Akustiline võimsus sagedusel 125 Hz |  | Acoustic capacity at 125 Hz | acoustic capacity at 125 hz | ETIM | dB |  | EF024515
|  | BA060 | Akustiline võimsus sagedusel 2000 Hz |  | Acoustic capacity at 2000 Hz | acoustic capacity at 2000 hz | ETIM | dB |  | EF024519
|  | BA065 | Akustiline võimsus sagedusel 250 Hz |  | Acoustic capacity at 250 Hz | acoustic capacity at 250 hz | ETIM | dB |  | EF024516
|  | BA070 | Akustiline võimsus sagedusel 4000 Hz |  | Acoustic capacity at 4000 Hz | acoustic capacity at 4000 hz | ETIM | dB |  | EF024520
|  | BA075 | Akustiline võimsus sagedusel 500 Hz |  | Acoustic capacity at 500 Hz | acoustic capacity at 500 hz | ETIM | dB |  | EF024517
|  | BA080 | Akustiline võimsus sagedusel 63 Hz |  | Acoustic capacity at 63 Hz | acoustic capacity at 63 hz | ETIM | dB |  | EF024514
|  | BA085 | Akustiline võimsus sagedusel 8000 Hz |  | Acoustic capacity at 8000 Hz | acoustic capacity at 8000 hz | ETIM | dB |  | EF024521
|  | BA100 | Akustilise võimsuse tase |  | Acoustic capacity level | acoustic capacity level | ETIM | dB(A) |  | EF015063
|  | BA150 | Heliisolatsiooni tihedus |  | Acoustic insulation density | density that acts specifically for sound insulations purposes | NATSPEC Spec
|  | BA175 | Helipidavus |  | Acousting rating | acoustic rating for the object; indicates the sound transmission resistance of the object by an index ratio | IFC |  | AcousticRating
|  | BA300 | Õhuheli isolatsioon |  | Airborne sound insulation | acoustic property indicating the ability of a structure to limit sound scattering between spaces | EN ISO 717-1 | dB
|  | BA375 | Häire helitugevus |  | Alarm sound | alarm sound | ETIM | dB |  | EF013422
|  | BA400 | Võimendi tüüp |  | Amplifier type | indicates the type of amplifier | IFC |  | AmplifierType |  | Fixed;Variable;Other;Not known;Unset
|  | BA500 | Tegelik heliisolatsiooniindeks (valjuhääldi) |  | Apparent sound reduction index (loudspeaker) | ariborne sound insulation of a building element when the sound source is a loudspeaker and the angle of incidence is 45° | EN ISO 12354-3:2017 | dB
|  | BA525 | Tegelik heliisolatsiooniindeks (liiklusmüra) |  | Apparent sound reduction index (traffic noise) | ariborne sound insulation of a building element when the sound source is traffic noise | EN ISO 12354-3:2017 | dB
|  | BA800 | Helivõimendus |  | Audio amplification | indicates audio amplification frequency ranges | IFC | W | AudioAmplification
|  | BA825 | Helirežiim |  | Audio mode | indicates audio sound modes and corresponding labels, if applicable | IFC |  | AudioMode
|  | BA850 | Helitugevus |  | Audio volume | indicates the audio volume level where the integer level corresponds to an entry or interpolation | IFC |  | AudioVolume
|  | BA890 | Keskmine taustamüra (A-korrektsioon) |  | Average A-weighted background noise level | sound pressure level in octave bands present at the workstation during working hours with people absent | EN ISO 3382-3:2012
|  | BA920 | Suurim helirõhutase (A-korrektsioon) |  | A-weighted equivalent continuous sound pressure level | the equivalent A-weighted sound pressure level in a room, due to the sound produced by equipment or machinery in the building | EN 12354-5:2009 | dB
|  | BA940 | Pidev helirõhutase (A-korrektsioon, ekivalentne) |  | A-weighted maximum sound pressure level | the A-weighted maximum sound pressure level in a room, due to the sound produced by equipment or machinery in the building | EN 12354-5:2009 | dB
|  | BA960 | Kõne helirõhutase (A-korrektsioon) |  | A-weighted sound pressure level of speech | nominal A-weighted sound pressure level of normal speech at a distance of 4.0 m from the sound source | EN ISO 3382-3:2012
| BC |  | Omadused, mis algavad tähega "C" (veeru "G" järgi) |  | Properties that start with letter "C" | terms (property names) are based on a given reference | CCI-EE
|  | BC200 | Helisummutusklass (ripplagi) |  | Ceiling attenuation class | laboratory derived rating for sound attenuation of a suspended ceiling system over two adjacent rooms sharing a common plenum | BIM Forum
|  | BC900 | Suurim helirõhutase (C-korrektsioon) |  | C-weighted equivalent continuous sound pressure level | the equivalent C-weighted sound pressure level in a room, due to the sound produced by equipment or machinery in the building | EN 12354-5:2009 | dB
|  | BC920 | Pidev helirõhutase (C-korrektsioon, ekivalentne) |  | C-weighted maximum sound pressure level | the C-weighted maximum sound pressure level in a room, due to the sound produced by equipment or machinery in the building | EN 12354-5:2009 | dB
| BD |  | Omadused, mis algavad tähega "D" (veeru "G" järgi) |  | Properties that start with letter "D" | terms (property names) are based on a given reference | CCI-EE
|  | BD050 | Summutus 1000 Hz |  | Damping 1000 Hz | damping 1000 hz | ETIM | dB |  | EF022497
|  | BD055 | Summutus 125 Hz |  | Damping 125 Hz | damping 125 hz | ETIM | dB |  | EF022494
|  | BD060 | Summutus 2000 Hz |  | Damping 2000 Hz | damping 2000 hz | ETIM | dB |  | EF022498
|  | BD065 | Summutus 250 Hz |  | Damping 250 Hz | damping 250 hz | ETIM | dB |  | EF022495
|  | BD070 | Summutus 4000 Hz |  | Damping 4000 Hz | damping 4000 hz | ETIM | dB |  | EF022499
|  | BD075 | Summutus 500 Hz |  | Damping 500 Hz | damping 500 hz | ETIM | dB |  | EF022496
|  | BD080 | Summutus 63 Hz |  | Damping 63 Hz | damping 63 hz | ETIM | dB |  | EF024186
|  | BD085 | Summutus 8000 Hz |  | Damping 8000 Hz | damping 8000 hz | ETIM | dB |  | EF024187
|  | BD100 | Summutusväärtus |  | Damping value | damping value | ETIM | dB |  | EF023650
|  | BD200 | Digitaalne surround dekooder |  | Digital surround decoder | digital surround decoder | ETIM |  |  | EF002019 | True;False
|  | BD300 | Segav kaugus |  | Distraction distance | distance from speaker where the speech transmission index falls below 0.50 | EN ISO 3382-3:2012
| BH |  | Omadused, mis algavad tähega "H" (veeru "G" järgi) |  | Properties that start with letter "H" | terms (property names) are based on a given reference | CCI-EE
|  | BH100 | Helisummutusega |  | Has sound attenuation | (=True) if the coil has sound attenuation, (=False) if it does not | IFC |  | HasSoundAttenuation |  | True;False
|  | BH125 | Helisummutajaga |  | Has sound attenuator | terminal box has a sound attenuator | IFC |  | HasSoundAttenuator |  | True;False
| BJ |  | Omadused, mis algavad tähega "I"/"J" (veeru "G" järgi) |  | Properties that start with letter "I"/"J" | terms (property names) are based on a given reference | CCI-EE
|  | BJ250 | Löögiheli isolatsioon |  | Impact sound insulation | insulation against impact sound measured as an impact sound pressure level in accordance with ISO 16283-2 and determined in frequency bands (one-third octave bands or octave bands) from which single-number ratings for the building performance can be obtained in accordance with ISO 717-2 | EN ISO 717-2
|  | BJ275 | Löögiheli isolatsiooni parandus |  | Improvement of impact sound insulation | reduction of the vibratory acceleration level resulting from installation of the test floor covering for a given one-third octave band; the improvement of impact sound insulation is expressed in decibels | EN ISO 16251-1:2014 | dB
|  | BJ300 | Sisekihi summutusväärtus |  | Inlay damping value | inlay damping value | ETIM | dB(A) |  | EF023521
|  | BJ310 | Siseühiku müratase |  | Inside unit acoustic capacity level | inside unit acoustic capacity level | ETIM | dB(A) |  | EF024963
|  | BJ320 | Siseühiku helirõhk jahutamisel |  | Inside unit sound pressure level for cooling | inside unit sound pressure level for cooling | ETIM | dB(A) |  | EF024961
|  | BJ330 | Siseühiku helirõhk kütmisel |  | Inside unit sound pressure level for heating | inside unit sound pressure level for heating | ETIM | dB(A) |  | EF024962
|  | BJ340 | Summutus |  | Insulation value SNR | insulation value SNR | ETIM | dB |  | EF006504
| BL |  | Omadused, mis algavad tähega "L" (veeru "G" järgi) |  | Properties that start with letter "L" | terms (property names) are based on a given reference | CCI-EE
|  | BL600 | Helitugevus |  | Loudness | loudness in dB | ETIM | dB |  | EF000144
| BM |  | Omadused, mis algavad tähega "M" (veeru "G" järgi) |  | Properties that start with letter "M" | terms (property names) are based on a given reference | CCI-EE
|  | BM050 | Suurim heliisolatsioon |  | Maximum acoustic insulation | maximum acoustic insulation | ETIM | dB |  | EF012795
|  | BM060 | Suurim müratase (kaugusel 10 m) |  | Maximum sound level (at a distance of 10 metres) | maximum sound level (at a distance of 10 metres) | ETIM | dB(A) |  | EF013262
|  | BM070 | Suurim müratase (3 meetri kaugusel) |  | Maximum sound level (at a distance of 3 metres) | maximum sound level (at a distance of 3 metres) | ETIM | dB(C) |  | EF021302
|  | BM080 | Suurim müratase (kaugusel 4 m) |  | Maximum sound level (at a distance of 4 metres) | maximum sound level (at a distance of 4 metres) | ETIM | dB(A) |  | EF013930
|  | BM090 | Helirõhu suurim tase |  | Maximum sound pressure level | maximum sound pressure level | ETIM | dB |  | EF012299
| BN |  | Omadused, mis algavad tähega "N" (veeru "G" järgi) |  | Properties that start with letter "N" | terms (property names) are based on a given reference | CCI-EE
|  | BN500 | Müraisolatsioon |  | Noise attenuation | noise attenuation | ETIM | dB |  | EF007828
|  | BN525 | Müratase |  | Noise emission | noise emission | ETIM | dB(A) |  | EF007829
|  | BN550 | Müranivoo (tsentrifugaalkuivatus) standardprogramm "puuvill 60°C" |  | Noise emission (spin-drying) standard program "cotton 60 °C" | noise emission (spin-drying) standard program "cotton 60 °c" | ETIM | dB(A) re 1 pW |  | EF008726
|  | BN575 | Müranivoo (pesemine) standardprogramm "puuvill 60°C" |  | Noise emission (washing) standard program "cotton 60 °C" | noise emission (washing) standard program "cotton 60 °c" | ETIM | dB(A) re 1 pW |  | EF008725
| BP |  | Omadused, mis algavad tähega "P" (veeru "G" järgi) |  | Properties that start with letter "P" | terms (property names) are based on a given reference | CCI-EE
|  | BP320 | Välisseadme akustilise võimsuse tase |  | Outdoor unit acoustic capacity level | outdoor unit acoustic capacity level | ETIM | dB(A) |  | EF024966
|  | BP340 | Välisseadme helirõhu tase (öösel vähendamine 1 meetri võrra) |  | Outdoor unit sound pressure level (at night reduction at 1 meter) | outdoor unit sound pressure level (at night reduction at 1 meter) | ETIM | dB(A) |  | EF014880
|  | BP360 | Välisseadme helirõhk jahutamisel |  | Outdoor unit sound pressure level for cooling | outdoor unit sound pressure level for cooling | ETIM | dB(A) |  | EF024964
|  | BP380 | Välisseadme helirõhk kütmisel |  | Outdoor unit sound pressure level for heating | outdoor unit sound pressure level for heating | ETIM | dB(A) |  | EF024965
|  | BP600 | Privaatsuskaugus |  | Privacy distance | distance from speaker where the speech transmission index falls below 0.20 | EN ISO 3382-3:2012
| BR |  | Omadused, mis algavad tähega "R" (veeru "G" järgi) |  | Properties that start with letter "R" | terms (property names) are based on a given reference | CCI-EE
|  | BR200 | Õhumüra kõver |  | Regenerated sound curve | regenerated sound versus air flow rate | IFC | Pa | RegeneratedSoundCurve
|  | BR225 | Järelkõlakestus |  | Reverberation time | time required for the sound pressure level to decrease by 60 dB after the sound source has stopped | EN 12354-6:2003
| BS |  | Omadused, mis algavad tähega "S" (veeru "G" järgi) |  | Properties that start with letter "S" | terms (property names) are based on a given reference | CCI-EE
|  | BS200 | Seadepunkti helirõhu tase |  | Set point sound | the sound pressure value to be sensed; use IfcPropertyBoundedValue.SetPointValue to set the set point value | IFC | Pa | SetPointSound
|  | BS225 | Alarmi valjus |  | Severity | indicates alarm severity over time, where the scale of values is determined by the control system configuration; a zero value indicates no present alarm | IFC |  | Severity
|  | BS400 | Heli suutlikkus |  | Sound | sound performance | IFC | Pa | Sound
|  | BS420 | Helineeldumistegur |  | Sound absorption coefficient | ratio of the equivalent sound absorption area of a test specimen divided by the area of the test specimen | EN ISO 354:2004 |  |  | EF010231
|  | BS430 | Helineeldumistegur (ehitusakustika) |  | Sound absorption coefficient (building acoustics) | equivalent sound absorption area of a test specimen divided by the area of the test specimen | EN 12354-6:2003
|  | BS450 | Helisummutus oct ribade kaupa |  | Sound attenuation | acoustic property indicating the sound attenuation in silencers | EVS-EN ISO 7235
|  | BS475 | Helikõver |  | Sound curve | table of sound frequencies and sound power measured in decibels at a reference power of 1 picowatt(10^(-12) watt) for the referenced octave band frequency | IFC | W | SoundCurve
|  | BS500 | Heli sagedus |  | Sound frequency | list of nominal sound frequencies, correlated to the SoundPressure time series values (IfcTimeSeries.ListValues) | IFC | Hz | SoundFrequency
|  | BS520 | Helitugevus |  | Sound level | sound level | ETIM | dB |  | EF005224
|  | BS525 | Müratase (talitlusel) |  | Sound level (in operation) | sound level (in operation) | ETIM | dB |  | EF000776
|  | BS530 | Müratase (talitlusel, vahemik) |  | Sound level (in operation, range) | sound level (in operation, range) | ETIM | dB(A) |  | EF006343
|  | BS550 | Müratase |  | Sound performance level | sound performance level | ETIM | dB |  | EF002270
|  | BS560 | Müratase (temperatuuril 0/35°C) |  | Sound performance level (at 0/35 °C) | sound performance level (at 0/35 °C) | EN 12102-1:2017;EN 12102-2:2019 | dB |  | EF025880
|  | BS570 | Müratase (siseseade, temperatuuril 0/35 °C) |  | Sound performance level (indoor unit at 0/35 °C) | sound performance level (indoor unit at 0/35 °C) | EN 12102-1:2017;EN 12102-2:2019 | dB(A) |  | EF015727
|  | BS580 | Müratase (väliseade, temperatuuril 0/35 °C) |  | Sound performance level (outdoor unit at 0/35 °C) | sound performance level (outdoor unit at 0/35 °C) | EN 12102-1:2017;EN 12102-2:2019 | dB(A) |  | EF015728
|  | BS600 | Helirõhk |  | Sound pressure | a time series of sound pressure values measured in decibels at a reference pressure of 20 microPascals for the referenced octave band frequency; each value in IfcTimeSeries.ListValues is correlated to the sound frequency at the same position within SoundFrequencies | IFC | Pa | SoundPressure
|  | BS605 | Helirõhu tase (temperatuuril 0/35°C ja 1 m kaugusel) |  | Sound pressure level (0/35 °C at 1 m distance) | sound pressure level (at 0/35 °C at 1 m distance) | EN ISO 11203:2009 | dB |  | EF026125
|  | BS610 | Helirõhu tase (siseseade, temperatuuril 0/35°C ja 1 m kaugusel) |  | Sound pressure level (indoor unit at 0/35 °C /1m distance) | sound pressure level (indoor unit at 0/35 °C /1m distance) | EN 12102-1:2017;EN 12102-2:2019 | dB |  | EF015837
|  | BS615 | Helirõhu tase (väliseade, temperatuuril 0/35°C ja 1 m kaugusel) |  | Sound pressure level (outdoor unit at 0/35 °C /1m distance) | sound pressure level (outdoor unit at 0/35 °C /1m distance) | EN 12102-1:2017;EN 12102-2:2019 | dB |  | EF015838
|  | BS620 | Helirõhk jahutamisel |  | Sound pressure level (cooling) | sound pressure level (cooling) | ETIM | dB(A) |  | EF025036
|  | BS625 | Helirõhk kütmisel |  | Sound pressure level (heating) | sound pressure level (heating) | ETIM | dB(A) |  | EF025037
|  | BS630 | Helirõhu tase 4 meetri kaugusel (väljapool) Qmax |  | Sound pressure level at 4 m (outside) at Qmax | sound pressure level at 4 m (outside) at qmax | ETIM | dB(A) |  | EF024223
|  | BS635 | Helirõhu tase 5 meetri kõrgusel |  | Sound pressure level at height of 5 metres | sound pressure level at height of 5 metres | ETIM | dB(A) |  | EF024739
|  | BS640 | Helirõhu tase jahutamiseks |  | Sound pressure level for cooling | sound pressure level for cooling | ETIM | dB(A) |  | EF015061
|  | BS645 | Helirõhu tase kütmiseks |  | Sound pressure level for heating | sound pressure level for heating | ETIM | dB(A) |  | EF015062
|  | BS650 | Helirõhu tase on (kõrgem) |  | Sound pressure level high | sound pressure level high | ETIM | dB(A) |  | EF024812
|  | BS655 | Helirõhu tase on (madalam) |  | Sound pressure level low | sound pressure level low | ETIM | dB(A) |  | EF024814
|  | BS660 | Helirõhu tase on (keskmine) |  | Sound pressure level medium | sound pressure level medium | ETIM | dB(A) |  | EF024813
|  | BS700 | Heliisolatsiooniindeks (R) |  | Sound reduction index (R) | the sound reduction index is used to measure the level of sound insulation provided by a structure such as a wall, window, door, or ventilator | EN ISO 10140-2:2021 |  |  | EF010276
|  | BS725 | Heli taseme skaala |  | Sound scale | the reference sound scale | IFC |  | SoundScale |  | dB-A;dB-B;dB-C;Nc;Nr
|  | BS740 | Helikindlus |  | Soundproof | soundproof | ETIM | dB |  | EF010086
|  | BS800 | Kõne ruumiline vaibumiskiirus |  | Spatial decay rate of speech | rate of spatial decay of A-weighted sound pressure level of speech per distance doubling | EN ISO 3382-3:2012
|  | BS820 | Kõneedastusindeks |  | Speech transmission index | physical quantity representing the transmission quality of speech with respect to intelligibility | EN ISO 3382-3:2012
|  | BS900 | Stereo võimekus |  | Stereo (capability) | stereo (capability) | ETIM |  |  | EF000503 | True;False
| BT |  | Omadused, mis algavad tähega "T" (veeru "G" järgi) |  | Properties that start with letter "T" | terms (property names) are based on a given reference | CCI-EE
|  | BT520 | Heli toon |  | Tone quality | tone quality | ETIM |  |  | EF002018 | Mono;Stereo
|  | BT900 | Rehvimüra |  | Tyre-pavement noise | social indicator which according to measurement method indicates tyre/road noise level according to pavement design features which may change over time | CWA 17089:2016 | dB
| BV |  | Omadused, mis algavad tähega "V" (veeru "G" järgi) |  | Properties that start with letter "V" | terms (property names) are based on a given reference | CCI-EE
|  | BV550 | Hääljuhised |  | Voice guidance | Voice guidance | ETIM |  |  | EF002028 | True;False
| BW |  | Omadused, mis algavad tähega "W" (veeru "G" järgi) |  | Properties that start with letter "W" | terms (property names) are based on a given reference | CCI-EE
|  | BW200 | Kaalutud heliisolatsiooniindeks (RW) |  | Weighted sound reduction index (RW) | the sound reduction index is used to measure the level of sound insulation provided by a structure such as a wall, window, door, or ventilator | EN ISO 10140-2:2021
C? |  |  | Keemilised omadused (sh bioloogilised) |  | Chemical (incl biological) properties | terms (properties) regarding chemical or biological content/relation | CCI-EE
| CA |  | Omadused, mis algavad tähega "A" (veeru "G" järgi) |  | Properties that start with letter "A" | terms (property names) are based on a given reference | CCI-EE
|  | CA550 | Arseen (As) |  | Arsenic (As) | arsenic (As), chemical composition in dry mass | CEN-TR 16957:2016 | g/kg
| CC |  | Omadused, mis algavad tähega "C" (veeru "G" järgi) |  | Properties that start with letter "C" | terms (property names) are based on a given reference | CCI-EE
|  | CC100 | Kaadmium (Cd) |  | Cadmium (Cd) | cadmium (Cd), chemical composition in dry mass | CEN-TR 16957:2016 | g/kg
|  | CC125 | Kaltsium (Ca) |  | Calcium (Ca) | calcium (Ca), chemical composition in dry mass | CEN-TR 16957:2016 | g/kg
|  | CC150 | Süsinik (biogeenne) (C) |  | Carbon (biogenic) (C) | carbon (biogenic) (C), chemical composition in dry mass | CEN-TR 16957:2016 | g/kg
|  | CC175 | Süsinik (fossiil) (C) |  | Carbon (fossil) (C) | carbon (fossil) (C), chemical composition in dry mass | CEN-TR 16957:2016 | g/kg
|  | CC325 | Keemiline vastupidavus |  | Chemical resistance | chemical property indicating resistance to chemical exposure (visual classification) | EN ISO 10545-13:2016 |  |  |  | No visible effect;Visible change in appearance;Partial or complete loos of the surface appearance
|  | CC350 | Kloor (Cl) |  | Chlorine (Cl) | chlorine (Cl), chemical composition in dry mass | CEN-TR 16957:2016 | g/kg
|  | CC375 | Kroom (Cr) |  | Chromium (Cr) | chromium (Cr), chemical composition in dry mass | CEN-TR 16957:2016 | g/kg
|  | CC400 | Koobalt (Co) |  | Cobalt (Co) | cobalt (Co), chemical composition in dry mass | CEN-TR 16957:2016 | g/kg
|  | CC500 | Vask (Cu) |  | Copper (Cu) | copper (Cu), chemical composition in dry mass | CEN-TR 16957:2016 | g/kg
|  | CC525 | Korrosioonikaitse |  | Corrosion protection | minimum requirement of protective coating systems | EN ISO 12944-5:2019
|  | CC535 | Korrosioonikindlus (akna- ja uksetarvikud, EN 1154) |  | Corrosion resistance (building hardware, EN 1154) | corrosion resistance (building hardware) | EN 1154:1996 |  |  | EF012832 | 0;1;2;3;4;Other
|  | CC545 | Korrosioonikindlus (akna- ja uksetarvikud, EN 1155) |  | Corrosion resistance (building hardware, EN 1155) | corrosion resistance (building hardware) | EN 1155:1999 |  |  | EF012840 | 0;1;2;3;4;Other
|  | CC555 | Korrosioonikindlus (akna- ja uksetarvikud, EN 1158) |  | Corrosion resistance (building hardware, EN 1158) | corrosion resistance (building hardware) | EN 1158:1999 |  |  | EF012874 | 0;1;2;3;4;Other
|  | CC565 | Korrosioonikindlus (akna- ja uksetarvikud, EN 1527) |  | Corrosion resistance (building hardware) | corrosion resistance (building hardware) | EN 1527:2019 |  |  | EF013208 | 0;1;2;3;4;5;Other
|  | CC575 | Korrosioonikindlus (akna- ja ukse tarvikud, EN 1670) |  | Corrosion resistant (building hardware, EN 1670) | corrosion resistant of building hardware products | EN 1670:2007 |  |  | EF010406 | grade 0;grade 1;grade 2; grade 3;grade 4;grade 5
|  | CC635 | Korrosioonikindel |  | Corrosion resistant | corrosion resistant | ETIM |  |  | EF001207 | True;False
|  | CC650 | Atmosfääri korrodeerivuse kategooria |  | Corrosivity category | chemical property indicating corrosion resistance class according to standard | EN ISO 9223:2012;EN ISO 12944-2:2017 |  |  |  | C1;C2;C3;C4;C5;CX
|  | CC675 | Vastupidavus korrosioonile |  | Corrosivity durability class | expected life of a protective treatment system to the first major maintenance activity | EN ISO 12944-1:2017 |  |  |  | low;medium;high;very high
| CF |  | Omadused, mis algavad tähega "F" (veeru "G" järgi) |  | Properties that start with letter "F" | terms (property names) are based on a given reference | CCI-EE
|  | CF300 | Fluor (F) |  | Fluorine (F) | fluorine (F), chemical composition in dry mass | CEN-TR 16957:2016 | g/kg
| CH |  | Omadused, mis algavad tähega "H" (veeru "G" järgi) |  | Properties that start with letter "H" | terms (property names) are based on a given reference | CCI-EE
|  | CH900 | Vesinik (H) |  | Hydrogen (H) | hydrogen (H), chemical composition in dry mass | CEN-TR 16957:2016 | g/kg
| CL |  | Omadused, mis algavad tähega "L" (veeru "G" järgi) |  | Properties that start with letter "L" | terms (property names) are based on a given reference | CCI-EE
|  | CL300 | Plii (Pb) |  | Lead (Pb) | lead (Pb), chemical composition in dry mass | CEN-TR 16957:2016 | g/kg
| CM |  | Omadused, mis algavad tähega "M" (veeru "G" järgi) |  | Properties that start with letter "M" | terms (property names) are based on a given reference | CCI-EE
|  | CM100 | Magneesium (Mn) |  | Magnesium (Mn) | magnesium (Mn), chemical composition in dry mass | CEN-TR 16957:2016 | g/kg
|  | CM125 | Mangaan (Mg) |  | Manganese (Mg) | manganese (Mg), chemical composition in dry mass | CEN-TR 16957:2016 | g/kg
|  | CM225 | Elavhõbe (Hg) |  | Mercury (Hg) | mercury (Hg), chemical composition in dry mass | CEN-TR 16957:2016 | g/kg
|  | CM230 | Elavhõbedavaba |  | Mercury-free | product does not contain mercury gas or particles | ETIM |  |  | EF002342 | True;False
|  |  | Elavhõbeda sisaldus |  | Mercury content | mercury content | ETIM | mg |  | EF009629
|  | CM425 | Mikrobioloogiline ohutusklass |  | Microbiological safety class | biological property that according to regulations indicates the class for the degree of microbiological safety of a space | EN 12469:2000 |  |  |  | MSC class I;MSC class II;MSC class III
| CN |  | Omadused, mis algavad tähega "N" (veeru "G" järgi) |  | Properties that start with letter "N" | terms (property names) are based on a given reference | CCI-EE
|  | CN300 | Nikkel (Ni) |  | Nickel (Ni) | nickel (Ni), chemical composition in dry mass | CEN-TR 16957:2016 | g/kg
|  | CM325 | Lämmastik (N) |  | Nitrogen (N) | nitrogen (N), chemical composition in dry mass | CEN-TR 16957:2016 | g/kg
| CP |  | Omadused, mis algavad tähega "P" (veeru "G" järgi) |  | Properties that start with letter "P" | terms (property names) are based on a given reference | CCI-EE
|  | CP200 | Õlipüüduri klass |  | Oil separator class | chemical property indicating class of light liquid separator system according to standard | EN 858-1:2002 |  |  |  | I;II
|  | CP300 | Muud elemendid (Se, Mo) |  | Other elements (Se, Mo) | other elements (Se, Mo), chemical composition in dry mass | CEN-TR 16957:2016 | g/kg
|  | CP400 | Hapnik (O) |  | Oxygen (O) | oxygen (O), chemical composition in dry mass | CEN-TR 16957:2016 | g/kg
|  | CP550 | Läbitavusklass |  | Penetration class | penetration requirements and corresponding analytical zones for retention measurements | EN 351-1:2007 |  |  |  | NP1;NP2;NP3;NP4;NP5;NP6
|  | CP575 | Läbitavusnõue |  | Penetration requirement | process which includes features or procedures intended to overcome the natural resistance of wood to penetration by a wood preservative in its ready for use form | EN 1001-2:2005 |  |  |  | True;False
|  | CP675 | Kaalium (K) |  | Potassium (K) | potassium (K), chemical composition in dry mass | CEN-TR 16957:2016 | g/kg
| CR |  | Omadused, mis algavad tähega "R" (veeru "G" järgi) |  | Properties that start with letter "R" | terms (property names) are based on a given reference | CCI-EE
|  | CR125 | Lämmastiku vähendamine (N) |  | Reduction nitrogen (N) | reduction nitrogen (N) | ETIM | % |  | EF011529
|  | CR135 | Orgaanilise materjali vähendamine (BOD7) |  | Reduction organic material (BOD7) | reduction organic material (BOD7) | ETIM | % |  | EF011527
|  | CR145 | Fosfori vähendamine (P) |  | Reduction phosphor (P) | reduction phosphor (P) | ETIM | % |  | EF011528
|  | CR200 | Korrosioonikindlus (hülss) |  | Resistance against corrosion (conduit) | resistance against corrosion (conduit) | EN 61386-1:2008 |  |  |  | 1;2;3;4
|  | CR225 | Kemikaalidele vastupidav |  | Resistant to chemicals | resistant to chemicals | ETIM |  |  | EF001074
| CS |  | Omadused, mis algavad tähega "S" (veeru "G" järgi) |  | Properties that start with letter "S" | terms (property names) are based on a given reference | CCI-EE
|  | CS200 | Seadepunkti pH |  | Set point ph | the fill level value to be sensed; use IfcPropertyBoundedValue.SetPointValue to set the set point value | IFC |  | SetPointPH
|  | CS700 | Aine tuvastus |  | Substance detected | identification of the substance that is being detected according to chemical formula; for example, calcium carbonate is 'CaCO3' | IFC |  | SubstanceDetected
|  | CS725 | Väävel (S) |  | Sulphur (S) | sulphur (S), chemical composition in dry mass | CEN-TR 16957:2016 | g/kg
| CZ |  | Omadused, mis algavad tähega "Z" (veeru "G" järgi) |  | Properties that start with letter "Z" | terms (property names) are based on a given reference | CCI-EE
|  | CZ300 | Tsink (Zn) |  | Zinc (Zn) | zinc (Zn), chemical composition in dry mass | CEN-TR 16957:2016 | g/kg
D? |  |  | Elektrilised ja signaalitehnoloogiaga seotud omadused |  | Electrical and signal tehcnology related properties | terms (properties) related to electrical or signal technology | CCI-EE
| DA |  | Omadused, mis algavad tähega "A" (veeru "G" järgi) |  | Properties that start with letter "A" | terms (property names) are based on a given reference | CCI-EE
|  | DA030 | 1. sekundaarne väljundpinge |  | 1st secondary output voltage | 1st secondary output voltage | ETIM | V |  | EF006792
|  | DA035 | 1. teisene väljundpinge AC korral |  | 1st secondary output voltage at AC | 1st secondary output voltage at AC | ETIM | V |  | EF006793
|  | DA040 | 1. teisene väljundpinge DC korral |  | 1st secondary output voltage at DC | 1st secondary output voltage at DC | ETIM | V |  | EF006794
|  | DA045 | 2. sekundaarne väljundpinge |  | 2nd secondary output voltage | 2nd secondary output voltage | ETIM | V |  | EF006797
|  | DA050 | 2. sekundaarne väljundpinge AC korral |  | 2nd secondary output voltage at AC | 2nd secondary output voltage at AC | ETIM | V |  | EF006798
|  | DA055 | 2. sekundaarne väljundpinge DC korral |  | 2nd secondary output voltage at DC | 2nd secondary output voltage at DC | ETIM | V |  | EF006799
|  | DA060 | 3. teisene väljundpinge |  | 3rd secondary output voltage | 3rd secondary output voltage | ETIM | V |  | EF006800
|  | DA065 | 3. teisese toodangu pinge AC korral |  | 3rd secondary output voltage at AC | 3rd secondary output voltage at AC | ETIM | V |  | EF006801
|  | DA070 | 3. teisene väljundpinge DC korral |  | 3rd secondary output voltage at DC | 3rd secondary output voltage at DC | ETIM | V |  | EF006802
|  | DA090 | Vastavalt ökodisaini nõuetelele (EU No 548/2014) |  | According to Ecodesign Regulation (EU) No 548/2014 | according to Ecodesign Regulation (EU) No 548/2014 | EU No 548/2014 |  |  | EF011760 | True;False
|  | DA100 | Vastavalt standardile EN 61131-3 |  | According to EN 61131-3 | according to EN 61131-3 | EN 61131-3:2013 |  |  | EF003076 | True;False
|  | DA110 | Täpsusklass |  | Accuracy class | the highest permissible percentage of the ratio error at rated primary current and rated output | EN 61869-2:2013 |  |  |  | 0.1;0.2;0.2S;0.5;0.5S;1.0;3.0;5.0
|  | DA120 | Täpsusklass (EN 61000-4-30) |  | Accuracy class (EN 61000-4-30) | accuracy class (EN 61000-4-30) | EN 61000-4-30:2015 |  |  | EF015241 | A;S;Other
|  | DA130 | Aktiivenergia täpsusklass (elektrimõõteseadmed) |  | Accuracy class active energy (electricity metering equipment) | accuracy class active energy (electricity metering equipment) | EN IEC 62053-22:2021 |  |  | EF015238 | 0.1 S;0.2 S;0.5 S;Other
|  | DA140 | Reaktiivenergia täpsusklass (elektrimõõteseadmed) |  | Accuracy class reactive energy (electricity metering equipment) | accuracy class reactive energy (electricity metering equipment) | EN IEC 62053-23:2021 |  |  | EF015239 | 2;3
|  | DA150 | Täpsuspiiri kordsus (kaitsevoolutrafol) |  | Accuracy limit factor (ALF) | the ratio of the rated accuracy limit primary current to the rated primary current | IEC 60050-321:2017
|  | DA155 | Viga päeva kohta |  | Accuracy per day | accuracy per day | ETIM | s |  | EF006325
|  | DA160 | Alapinge vabastuse aktiveerimine |  | Activating undervoltage release | an under voltage release is an optional device installed in a circuit breaker that automatically triggers a power trip when the power falls below a preset level, usually between 70 and 35 percent of the UV rating | ETIM | V |  | EF015790
|  | DA165 | Töövoo päästiku aktiveerimine |  | Activation shunt trip | activation shunt trip | ETIM | V |  | EF015789
|  | DA170 | Aktiveerimise aeg |  | Activation time | activation time | ETIM | s |  | EF016259
|  | DA185 | Aktiivsüsteem |  | Active system | active system | ETIM |  |  | EF002012 | True;False
|  | DA200 | Voolutrafo tegelik ülekandesuhe |  | Actual transformation ratio of a current transformer | the ratio of the actual primary current to the actual secondary current | IEC 60050-321:2017
|  | DA250 | Voolu seadistuspiirkond |  | Adjustable current range | adjustable current range | ETIM | A |  | EF008211
|  | DA275 | Lühiajalise viivitusega lühisvabasti seadistuspiirkond |  | Adjustment range short-term delayed short-circuit release | adjustment range short-term delayed short-circuit release | ETIM | A |  | EF007129
|  | DA300 | Viivituseta lühisvabasti seadistuspiirkond |  | Adjustment range undelayed short-circuit release | adjustment range undelayed short-circuit release | ETIM | A |  | EF007131
|  | DA325 | Reguleerimisvahemik |  | Adjustment range | upper and lower time adjustment limits for an AdjustmentValueType = RANGE | IFC | s | AdjustmentRange
|  | DA350 | Reguleerimisvahemiku samm |  | Adjustment range step value | step value of time adjustment for an AdjustmentValueType = RANGE | IFC | s | AdjustmentRangeStepValue
|  | DA375 | Kohandusteguri tüüp |  | Adjustment value type | the type of adjustment value that is applied through the property set; this determines the properties that should be asserted | IFC |  | AdjustmentValueType |  | Range;List
|  | DA400 | Reguleerimisastmed |  | Adjustment values | a list of time adjustment values that may be applied to a tripping unit for an AdjustmentValueType = LIST; a minimum of 1 and a maximum of 16 adjustment values may be specified | IFC | s | AdjustmentValues
|  | DA425 | Antenni võimendus |  | Aerial gain | aerial gain | ETIM | dBi |  | EF004383
|  | DA500 | Voolutugevus |  | Amperage | amperage of the component | ETIM | A |  | EF000047
|  | DA510 | Voolutugevus UL/CSA (UL-variant) järgi |  | Amperage (UL/CSA) | amperage according to UL/CSA (for UL-version) | ETIM | A |  | EF002648
|  | DA600 | Näivvõimsus |  | Apparent power | apparent power | IFC | W | ApparentPower
|  | DA605 | Heakskiidetud (BSH/49/40P/96) |  | Approved (BSH/49/40P/96) | approved (BSH/49/40P/96) | BSH/49/40P/96 |  |  | EF008384 | True;False
|  | DA610 | Heakskiidetud vastavalt CSA-le |  | Approved according to CSA (protective hose systems) | approved according to CSA | CSA |  |  | EF001784 | True;False
|  | DA615 | Heakskiidetud vastavalt standardile DIN 5510 |  | Approved according to DIN 5510 (protective hose systems) | approved according to DIN 5510 | DIN 5510 |  |  | EFDE0026 | True;False
|  | DA620 | Vastavalt standardile EN IEC 61386-23 |  | Approved according to EN IEC 61386-23 (protective hose systems) | approved according to EN IEC 61386-23 | EN IEC 61386-23:2021 |  |  | EF008144 | True;False
|  | DA625 | Vastavalt standardile EN IEC 61914 |  | Approved according to EN IEC 61914 | approved according to EN IEC 61914 (cable cleats for electrical installations) | EN IEC 61914:2021 |  |  | EF016124 | True;False
|  | DA630 | Heakskiidetud vastavalt FI-le |  | Approved according to FI (protective hose systems) | approved according to FI | FI |  |  | EF001782 | True;False
|  | DA635 | Kinnitatud vastavalt Lloyd's Register TA-le |  | Approved according to Lloyd's Register TA (protective hose systems) | approved according to Lloyd's Register TA | Lloyd's Register TA |  |  | EF003657 | True;False
|  | DA640 | Heakskiidetud vastavalt LUL/Briti standardile |  | Approved according to LUL/British Standard (protective hose systems) | approved according to LUL/British Standard | LUL/British Standard |  |  | EF003656 | True;False
|  | DA645 | Heakskiidetud vastavalt N |  | Approved according to N (protective hose systems) | approved according to N | N |  |  | EF001773 | True;False
|  | DA650 | Heakskiidetud vastavalt NF F 16-101 |  | Approved according to NF F 16-101 (protective hose systems) | approved according to NF F 16-101 | NF F 16-101 |  |  | EF008145 | True;False
|  | DA655 | UR järgi kinnitatud |  | Approved according to UR (protective hose systems) | approved according to UR | UR |  |  | EF001772 | True;False
|  | DA660 | Heakskiidetud vastavalt UTAC-ile |  | Approved according to UTAC (protective hose systems) | approved according to UTAC | UTAC |  |  | EF003658 | True;False
|  | DA665 | Heakskiidetud vastavalt VdTÜV/GGVSEB |  | Approved according to VdTÜV/GGVSEB (protective hose systems) | approved according to VdTÜV/GGVSEB | VdTÜV/GGVSEB |  |  | EFDE0027 | True;False
|  | DA670 | Heakskiidetud koos kaitsetoruga vastavalt standardile EN IEC 61386-23 |  | Approved according to EN IEC 61386-23 (protective hose systems) | approved in combination with protective conduit according to din en 61386-23 | EN IEC 61386-23:2021 |  |  | EF008142 | True;False
|  | DA675 | Heakskiidetud koos kaitsekanaliga CSA |  | Approved in combination with protective conduit CSA (protective hose systems) | approved in combination with protective conduit CSA | CSA |  |  | EF001765 | True;False
|  | DA680 | Heakskiidetud koos kaitsetoruga FI |  | Approved in combination with protective conduit FI (protective hose systems) | approved in combination with protective conduit FI | FI |  |  | EF001788 | True;False
|  | DA685 | Heakskiidetud koos kaitsetoruga Lloyd's Register |  | Approved in combination with protective conduit Lloyd's Register (protective hose systems) | approved in combination with protective conduit Lloyd's Register | Lloyd's Register |  |  | EF001766 | True;False
|  | DA690 | Heakskiidetud koos kaitsetoruga UL |  | Approved in combination with protective conduit UL (protective hose systems) | approved in combination with protective conduit UL | UL |  |  | EF001787 | True;False
|  | DA695 | Heakskiidetud koos kaitsetoruga UR |  | Approved in combination with protective conduit UR (protective hose systems) | approved in combination with protective conduit UR | UR |  |  | EF001763 | True;False
|  | DA700 | Heakskiidetud koos kaitsetoruga VdTÜV/GGVSEB |  | Approved in combination with protective conduit VdTÜV/GGVSEB (protective hose systems) | approved in combination with protective conduit VdTÜV/GGVSEB | VdTÜV/GGVSEB |  |  | EFDE0028 | True;False
|  | DA800 | Kaarleegi vastase kaitse ATPV väärtus |  | ATPV value of protection against arc fault | ATPV value of protection against arc fault | ETIM | cal/cm² |  | EF015931
|  | DA825 | Automaatne taassulgemine (ANSI 79) |  | Automatic reclosing (ANSI 79) | automatic reclosing (ANSI 79) | ANSI 79 |  |  | EF016202 | True;False
|  | DA850 | Automaatne ülekandelülitus |  | Automatic transfer switch | equipment containing one or more switching devices for disconnecting load circuits from one supply and connecting to another supply | EN 60947-6-1:2005 |  |  |  | True;False
|  | DA875 | Abikontaktid |  | Auxiliary contacts | contact included in an auxiliary circuit and mechanically operated by the switching device | EN 61095:2009 | pcs
|  | DA885 | Abipinge (AC) |  | Auxiliary voltage (AC) | auxiliary voltage (ac) | ETIM | V |  | EF005900
|  | DA895 | Abipinge (DC) |  | Auxiliary voltage (DC) | auxiliary voltage (dc) | ETIM | V |  | EF005901
|  | DA915 | Keskmine testi pikkus |  | Average test length | average test length | ETIM | s |  | EF021371
| DB |  | Omadused, mis algavad tähega "B" (veeru "G" järgi) |  | Properties that start with letter "B" | terms (property names) are based on a given reference | CCI-EE
|  | DB100 | Varutoitesüsteem |  | Backup supply system | the type of backup supply system | IFC |  | BackupSupplySystem |  | Local battery;Central battery;Other;Not known;Unset
|  | DB200 | Kiirgusnurk, horisontaalne |  | Beam angle horizontal | beam angle horizontal | ETIM | ° |  | EF009701
|  | DB210 | Kiirgusnurk, vertikaalne |  | Beam angle vertical | beam angle vertical | ETIM | ° |  | EF009702
|  | DB350 | Kahesuunaline |  | Bi-directional | bi-directional | ETIM |  |  | EF000317 | True;False
|  | DB500 | Kaitselüliti kõver |  | Breaker unit curve | a curve that establishes the let through energy of a breaker unit when a particular prospective current is applied | IFC |  | BreakerUnitCurve
|  | DB525 | Kaitselüliti kaitsme purunemiskõver |  | Breaker unit fuse breakinging curve | a curve that establishes the let through breaking energy of a breaker unit when a particular prospective breaking current is applied | IFC |  | BreakerUnitFuseBreakingingCurve
|  | DB550 | Kaitselüliti kaitsme sulamiskõver |  | Breaker unit fuse melting curve | a curve that establishes the energy required to melt the fuse of a breaker unit when a particular prospective melting current is applied | IFC |  | BreakerUnitFuseMeltingCurve
|  | DB575 | Kaitselüliti rakendusväärtus |  | Breaker values | electrical property indicating switch value | EN 60947-2:2017
|  | DB585 | Läbilöögipinge |  | Breakdown voltage | breakdown voltage | ETIM | V |  | EF022485
|  | DB595 | Lülitussuutlikkus |  | Breaking capacity | breaking capacity | ETIM | kA |  | EF005617
|  | DB610 | Lülitussuutlikkus (Icu, 400 V) |  | Breaking capacity (Icu, 400 V) | breaking capacity (Icu, 400 V) | EN 60947-7-3:2009 | kA |  | EF005621
|  | DB630 | Siirdeaeg täiskoormusel |  | Bridging time full load | bridging time full load | ETIM | min |  | EF000428
|  | DB925 | Möödaviigu kontaktor |  | Bypass controller | equipment wherin the main circuit contacts of a mechanical switching device are connected in parallel with the main circuit terminals of a semiconductor switching device, and wherin the operating means of the two switching devices are co-ordinated | EN 60947-4-3:2014 |  |  |  | True;False
| DC |  | Omadused, mis algavad tähega "C" (veeru "G" järgi) |  | Properties that start with letter "C" | terms (property names) are based on a given reference | CCI-EE
|  | DC050 | Kalibreerimine vastavalt standardile EN ISO/IEC 17025 |  | Calibration according to EN ISO/IEC 17025 | calibration according to EN ISO/IEC 17025 | EN ISO/IEC 17025:2017 |  |  | EF008383 | True;False
|  | DC075 | Võimsus (maht) 2 |  | Capacity 2 | capacity 2 | ETIM | µF |  | EF012194
|  | DC200 | CEE pistikupesa 16 A |  | CEE socket outlet 16 A | CEE socket outlet 16 A | ETIM |  |  | EF002788
|  | DC202 | CEE pistikupesa 32 A |  | CEE socket outlet 32 A | CEE socket outlet 32 A | ETIM |  |  | EF002789
|  | DC204 | CEE pistikupesa 64 A |  | CEE socket outlet 63 A | CEE socket outlet 63 A | ETIM |  |  | EF002790
|  | DC206 | CEE pistikupesa 125 A |  | CEE socket outlet 125 A | CEE socket outlet 125 A | ETIM |  |  | EF002791
|  | DC300 | Lainetakistus |  | Characteristic impedance | characteristic impedance | ETIM | Ohm |  | EF001628
|  | DC310 | Laadimispinge |  | Charging voltage | charging voltage | ETIM | V |  | EF004863
|  | DC340 | Kaitselüliti rikkekaitse (ANSI 50BF) |  | Circuit-breaker failure protection (ANSI 50BF) | circuit-breaker failure protection (ANSI 50BF) | ANSI 50BF |  |  | EF016191 | True;False
|  | DC400 | Mähise pinge |  | Coil voltage | coil voltage | ETIM | V |  | EF006138
|  | DC415 | Külmkäivitusvool EN järgi |  | Cold crank amps according to EN | cold crank amps according to EN | ETIM | A |  | EF025586
|  | DC425 | Külmkäivitusvool SAE järgi |  | Cold crank amps according to SAE | cold crank amps according to SAE | ETIM | A |  | EF025587
|  | DC445 | Ühildub Grade2TV-ga (XP-C 90-483) |  | Compatible with Grade2TV (XP-C 90-483) | compatible with Grade2TV (XP-C 90-483) | XP-C 90-483 |  |  | EFFR0001 | True;False
|  | DC455 | Ühildub Grade3TV-ga (XP-C 90-483) |  | Compatible with Grade3TV (XP-C 90-483) | compatible with Grade3TV (XP-C 90-483) | XP-C 90-483 |  |  | EFFR0002 | True;False
|  | DC490 | Arvutuslik tunnus-lühisvool Iq |  | Conditioned rated short-circuit current Iq | conditioned rated short-circuit current Iq | ETIM | kA |  | EF001444
|  | DC500 | Elektrijuhi klass |  | Conductor class | electrical property indicating the conductor class | EN 60228:2005 |  |  |  | Class 1;Class 2;Class 5;Class 6
|  | DC525 | Elektrijuhi tüüp |  | Conductor function | for ports distributing power; indicates function of the conductors to which the load is connected | IFC |  | ConductorFunction |  | Phase L1;Phase L2;Phase L3;Neutral;Protective earth;Protective earth neutral;Other;Not known;Unset
|  | DC530 | Juhi materjal |  | Conductor material | conductor material | ETIM |  |  | EF001622 | Aluminium;Copper;Aluminium/copper;Steel;Stainless steel;Other
|  | DC540 | Juhi takistus 20 °C juures |  | Conductor resistance at 20 °C | conductor resistance at 20 °c | ETIM | Ohm/km |  | EF013551
|  | DC550 | Ühendatud kontaktori funktsioon |  | Connected conductor function | function of the conductors to which the load is connected | IFC |  | ConnectedConductorFunction |  | Phase L1;Phase L2;Phase L3;Neutral;Protective earth;Protective earth neutral;Other;Not known;Unset
|  | DC560 | Ühendatud koormus |  | Connected load | connected load | ETIM | kVA |  | EF000446
|  | DC565 | Toitepinge |  | Connection voltage | connection voltage (range) | ETIM | V |  | EF003625
|  | DC570 | Toitepinge (vahemik) |  | Connection voltage (range) | connection voltage | ETIM | V |  | EF005502
|  | DC575 | Ühenduspinge (süsteemi) |  | Connection voltage (system) | connection voltage (system) | ETIM | V |  | EF024946
|  | DC580 | Ühenduspinge (siseseade) |  | Connection voltage indoor unit | connection voltage indoor unit | ETIM | V |  | EF013944
|  | DC585 | Ventilaatorite toitepinge |  | Connection voltage of fans | connection voltage of fans | ETIM | V |  | EF021297
|  | DC590 | Kütteelemendi(-tide) toitepinge |  | Connection voltage of heating element(s) | connection voltage of heating element(s) | ETIM | V |  | EF021298
|  | DC595 | Avatud hoidmise funktsiooni ühenduspinge |  | Connection voltage of open-keeping function | connection voltage of open-keeping function | ETIM | V |  | EF013841
|  | DC600 | Ühenduspinge (välisseade) |  | Connection voltage outdoor unit | connection voltage outdoor unit | ETIM | V |  | EF013947
|  | DC610 | Elektrijuhi ehitus |  | Construction | purpose of informing on how the conductor is constucted (interwined or solid); i.e. solid (IEV 461-01-06), stranded (IEV 461-01-07), solid-/finestranded(IEV 461-01-11) (not flexible/flexible) | IFC |  | Construction |  | Solid conductor;Standed conductor;Flexible stranded conductor;Other;Not known;Unset
|  | DC615 | Konstruktsiooni suurus (DIN 43880) |  | Construction size (DIN 43880) | construction size (DIN 43880) | DIN 43880 |  |  | EFDE0025
|  | DC625 | Kontakti koormus |  | Contact load | contact load | ETIM | A |  | EF021373
|  | DC630 | Kontakti liik |  | Contact type | contact type | ETIM |  |  | EF001587
|  | DC640 | Kontaktori tüüp |  | Contactor type | a list of the available types of contactor from which that required may be selected | IFC |  | ContactorType |  | Capacitor switching;Low current;Magnetic latching;Mechanical latching;Modular;Reversing;Standard;Other;Not known;Unset
|  | DC650 | Katkematuse takisti |  | Continuity resistor | continuity resistor | ETIM | mOhm |  | EF003992
|  | DC660 | Pidev pinge AC |  | Continuous voltage AC | continuous voltage AC | ETIM | kV |  | EF007725
|  | DC665 | Alalisvoolu kestevpinge |  | Continuous voltage DC | continuous voltage DC | ETIM | kV |  | EF012280
|  | DC675 | Juhtimisahela pinge |  | Control circuit voltage | electrical property indicating control voltage | EN 60947-5-1:2017 | V
|  | DC685 | Juhtimisvool |  | Control current | control current | ETIM | mA |  | EF003894
|  | DC695 | Juhtsignaali tüüp |  | Control signal type | control signal type | ETIM |  |  | EF000513
|  | DC705 | Juhtimispinge |  | Control voltage | control voltage | ETIM | V |  | EF006144
|  | DC710 | Juhtpinge 1 |  | Control voltage 1 | control voltage 1 | ETIM | V |  | EF002952
|  | DC715 | Juhtpinge 2 |  | Control voltage 2 | control voltage 2 | ETIM | V |  | EF002953
|  | DC720 | Juhtpinge DC |  | Control voltage DC | control voltage DC | ETIM | V |  | EF008170
|  | DC730 | Koordinatsiooniklass |  | Coordination class | coordination class | EN 60947-4-3:2014 |  |  | EF012390 | Class 1;Class 2
|  | DC740 | Juhtme märgistus |  | Core identification | core identification | HD 308 S2:2007 |  |  | EF013766 | True;False
|  | DC745 | Soone tuvastamise tunnus |  | Core identifier | the core identification used Identifiers may be used such as by color (Black, Brown, Grey) or by number (1, 2, 3) or by IEC phase reference (L1, L2, L3) etc. | IFC |  | CoreIdentifier | EF000067
|  | DC790 | Vool |  | Current | electrical property indicating current | IFC | A | Current
|  | DC800 | Elektrimahtuvus |  | Current carrying capacity | maximum value of electric current which can be carried continuously by a conductor, a device or an apparatus, under specified conditions without its steady-state temperature exceeding a specified value | IEC 60826:2017 |  | CurrentCarryingCapasity | EF001942
|  | DC810 | Voolu 3-s harmoonik |  | Current content 3rd harmonic | the ratio between the third harmonic current and the phase current | IFC |  | CurrentContent3rdHarmonic
|  | DC820 | Rakendusovoolu ajanihe |  | Current for time delay | the tripping current in [x In] at which the time delay is specified; a value for this property should only be asserted for time delay of L-function, and for I2t of the S and G function | IFC | s | CurrentForTimeDelay
|  | DC830 | Voolu mõõtepiirkond |  | Current measuring range | current measuring range | ETIM |  |  | EF000417
|  | DC840 | Kaitselülitite pistikupesade vool |  | Current of circuit breaker sockets | current of circuit breaker sockets | ETIM | A |  | EF014613
|  | DC850 | Toide |  | Current supply | current supply (ex battery, mains, battery/mains) | ETIM |  |  | EF000145 | Battery;Mains;Battery/mains
|  | DC860 | Voolutolerantsi piir |  | Current tolerance limit1 | the time limit in [s] limiting the application of CurrentTolerance1, if any; if the value is set to 0, the value of the CurrentTolerance1 is valid for the whole time/current-curve | IFC | s | CurrentToleranceLimit1
|  | DC870 | Voolutolerants1 |  | Current tolerance1 | the tolerance for the current of time/current-curve | IFC | % | CurrentTolerance1
|  | DC880 | Voolutolerants2 |  | Current tolerance2 | the tolerance for the current of time/current-curve; valid for times above CurrentTolereanceLimit1 | IFC | % | CurrentTolerance2
|  | DC920 | Kõvera tähis |  | Curve designation | the designation of the trippingcurve given by the manufacturer; for a MCB the designation should be in accordance with the designations given in IEC 60898 | EN 60898-1:2019 |  | CurveDesignation
|  | DC960 | Tsükli aeg (ON/OFF) |  | Cycle time (ON/OFF) | cycle time (on/off) | ETIM | s |  | EF005332
| DD |  | Omadused, mis algavad tähega "D" (veeru "G" järgi) |  | Properties that start with letter "D" | terms (property names) are based on a given reference | CCI-EE
|  | DD080 | Andmete hindamine |  | Data evaluation | data evaluation (EN 50160) | EN 50160:2010 |  |  | EF015247 | True;False
|  | DD100 | Saadud andmed |  | Data received | for data ports, captures log of data received; the LIST at IfcTimeSeriesValue.Values may split out data according to Pset_DistributionPortTypeCable.Protocols | IFC |  | DataReceived
|  | DD125 | Edastatud andmed |  | Data transmitted | for data ports, captures log of data transmitted; the LIST at IfcTimeSeriesValue.Values may split out data according to Pset_DistributionPortTypeCable.Protocols | IFC |  | DataTransmitted
|  | DD150 | DC-süsteemi pinge |  | DC-system voltage | dc-system voltage | ETIM | V |  | EF004584
|  | DD175 | Sisemooduli kaitseaste (IP) |  | Degree of protection (IP) interior unit | degree of protection (IP) interior unit | ETIM |  |  | EF015729 | IP00;IP10;IP12;IP20;IP21;IP22;IP24;IP25;IP2X;IP30;IP31;IP32;IP33;IP34;IP3X;IP40;IP41;IP42;IP43;IP44;IP45;IP50;IP52;IP53;IP54;IP55;IP56;IP57;IP58;IP64;IP65;IP66;IP67;IP68;IPX0;IPX1;IPX3;IPX4;IPX5;IPX7;Other
|  | DD185 | Välismooduli kaitseaste (IP) |  | Degree of protection (IP) outdoor unit | degree of protection (IP) outdoor unit | ETIM |  |  | EF015730 | IP00;IP10;IP12;IP20;IP21;IP22;IP24;IP25;IP2X;IP30;IP31;IP32;IP33;IP34;IP3X;IP40;IP41;IP42;IP43;IP44;IP45;IP50;IP52;IP53;IP54;IP55;IP56;IP57;IP58;IP64;IP65;IP66;IP67;IP68;IPX0;IPX1;IPX3;IPX4;IPX5;IPX7;Other
|  | DD200 | Pingestusaja viivitus |  | Delay-on energization time | delay-on energization time | ETIM | s |  | EF008201
|  | DD225 | Tuletiskonstant |  | Derivative constant | the derivative gain factor of the controller (usually referred to as Kd); asserted where ControlType is PROPORTIONALINTEGRALDERIVATIVE | IFC |  | DerivativeConstant
|  | DD300 | Dielektrik |  | Dielectric | insulating material or a very poor conductor of electric current | ETIM |  |  | EF000068
|  | DD320 | Lülitusastmete (RH) vahe |  | Differential between switch steps (RH) | differential between switch steps (RH) | ETIM | % |  | EF024032
|  | DD330 | Diferentsiaalkaitse (siin) |  | Differential protection, busbar | differential protection, busbar | ANSI 87B |  |  | EF016207 | True;False
|  | DD340 | Diferentsiaalkaitse (generaator) |  | Differential protection, generator | differential protection, generator | ANSI 87G |  |  | EF016208 | True;False
|  | DD350 | Diferentsiaalkaitse (liin) |  | Differential protection, line | differential protection, line | ANSI 87L |  |  | EF016209 | True;False
|  | DD360 | Diferentsiaalkaitse (mootor) |  | Differential protection, motor | differential protection, motor | ANSI 87M |  |  | EF016210 | True;False
|  | DD370 | Diferentsiaalkaitse (trafo) |  | Differential protection, transformer | differential protection, transformer | ANSI 87T |  |  | EF016211 | True;False
|  | DD400 | Hämardatav |  | Dimmable | can be regulated for light dimming | ETIM |  |  | EF000137 | True;False
|  | DD420 | Dimmeri tüüp |  | Dimmer type | a list of the available types of dimmer switch from which that required may be selected | IFC |  | DimmerType |  | Rocker;Selector;Twist;Other;Not known;Unset
|  | DD440 | Toite otseseire |  | Directional power supervision | directional power supervision | ANSI 32 |  |  | EF016182 | True;False
|  | DD450 | Kauguskaitse |  | Distance protection | distance protection | ANSI 21/21N |  |  | EF016178 | True;False
|  | DD460 | Mitmekesisus |  | Diversity | the ratio, expressed as a numerical value or as a percentage, of the simultaneous maximum demand of a group of electrical appliances or consumers within a specified period, to the sum of their individual maximum demands within the same period | IFC |  | Diversity
|  | DD880 | Koormustsükkel |  | Duty cycle | duty cycle | ETIM | ms |  | EF025784
| DE |  | Omadused, mis algavad tähega "E" (veeru "G" järgi) |  | Properties that start with letter "E" | terms (property names) are based on a given reference | CCI-EE
|  | DE100 | Maanduse kaitsetüüp |  | Earth failure device type | a list of the available types of circuit breaker from which that required may be selected | IFC |  | EarthFailureDeviceType |  | Standard;Time delayed;Other;Not known;Unset
|  | DE125 | Maandusvool 1pooluse suurim olek |  | Earth fault 1pole maximum state | maximum 1 pole earth fault current provided at the point of supply i.e. the fault between 1 phase and PE/PEN | IFC |  | EarthFault1PoleMaximumState
|  | DE150 | Maandusvool 1pooluse vähim olek |  | Earth fault 1pole minimum state | minimum 1 pole earth fault current provided at the point of supply i.e. the fault between 1 phase and PE/PEN | IFC |  | EarthFault1PoleMinimumState
|  | DE175 | Maandusvool 1pooluse suurim võimsus |  | Earth fault 1pole power factor maximum state | power factor of the maximum 1 pole earth fault current provided at the point of supply i.e. the fault between 1 phase and PE/PEN | IFC |  | EarthFault1PolePowerFactorMaximumState
|  | DE200 | Maandusvool 1 pooluse vähim võimsus |  | Earth fault 1pole power factor minimum state | power factor of the minimum 1 pole earth fault current provided at the point of supply i.e. the fault between 1 phase and PE/PEN | IFC |  | EarthFault1PolePowerFactorMinimumState
|  | DE225 | Maanduspaigaldis |  | Earthing arrangement | electrical property indicating the position of the protective earth conductor | HD 60364-5-54:2011 | A
|  | DE260 | EEC40 vastavus |  | EEC40 signature | EEC40 signature | ETIM |  |  | EF008845 | True;False
|  | DE380 | Elektriisolatsioon |  | Electric insulation | electrical property indicating insulation | IEC 60050-195:2021 |  |  |  | basic;supplementary;double;reinforced
|  | DE400 | Süsteemi elektriline võimsus |  | Electric power of system | electric power of system | ETIM | kVA |  | EF021414
|  | DE435 | Toiteahel |  | Electrical circuit (circuit) | type of electrical circuit for ballast or gear | ETIM |  |  | EF000037
|  | DE445 | Elektrijuhtivus |  | Electrical conductivity | ability of an aqueous extract of the sample to conduct electricity as a function of the ion concentration | EN 13038:2011 | ohm
|  | DE455 | Elektrijaotussüsteem |  | Electrical distribution system | electrical property indicating number of phases and voltage | CCI-EE
|  | DE465 | Elektripaigaldise kaitseklass |  | Electrical equipment class | co-ordination between electrical equipment and protective provisions within an electrical installation | EN 61140:2016 |  |  |  | Class 0;Class I;Class II;Class III
|  | DE475 | Elektriline eluiga (juhtkontaktid), lülitustsüklites |  | Electrical lifespan (control contacts) | electrical lifespan (control contacts) | ETIM | c (contacts) |  | EF004655
|  | DE485 | Elektrisüsteemi kategooria |  | Electrical system category | designates the voltage range of the circuit | IFC |  | ElectricalSystemCategory |  | High voltage;Low voltage;Extra low voltage;Other;Not known;Unset
|  | DE495 | Elektrisüsteemi tüüp |  | Electrical system type | for certain purposes of electrical regulations | HD 60364 |  | ElectricalSystemType |  | TN;TN C;TN S;TN C S;TT;IT;Other;Not known;Unset
|  | DE505 | Elektriliselt ühendatud (liiniühendus) |  | Electrically connected | electrical property that indicates whether an object is electrically connected | CCI-EE |  |  |  | True;False
|  | DE525 | Voolutarve |  | Electricity consumption | electricity consumption | ETIM | A |  | EF000587
|  | DE530 | Voolutarve (vahemik) |  | Electricity consumption (range) | electricity consumption (range) | ETIM | A |  | EF013495
|  | DE560 | Elektromagnetiline tõrkekaitse tüüp |  | Electro magnetic tripping unit type | a list of the available types of electric magnetic tripping unit from which that required may be selected; these cover overload, none special, short circuit, motor protection and bi-metal tripping | IFC |  | ElectroMagneticTrippingUnitType |  | Ol;Tmp Std;Tmp Sc;Tmp Mp;Tmp Bm;Other;Not known;Unset
|  | DE580 | Elektrooniline tõrkekaitse tüüp |  | Electronic tripping unit type | a list of the available types of electronic tripping unit from which that required may be selected | IFC |  | ElectronicTrippingUnitType |  | Ep Bm;Ep Mp;Ep Sc;Ep Std;Ep Timedelayed;Other;Not known;Unset
|  | DE600 | Kaarleegi vastase kaitse ELIM väärtus |  | ELIM value of protection against arc fault | ELIM value of protection against arc fault | ETIM | cal/cm² |  | EF015933
|  | DE630 | EMC-variant |  | EMC-version | electromagnetic compatibility (EMC) is the ability of electrical equipment and systems to function acceptably in their electromagnetic environment | ETIM |  |  | EF001062 | True;False
|  | DE650 | Lõppveakaitse |  | End fault protection | end fault protection | ANSI 50EF |  |  | EF016192 | True;False
|  | DE660 | Lõppväärtuse mõõtevahemik (induktiivne) |  | End value measuring range (inductive) | end value measuring range (inductive) | ETIM | kvar |  | EF005719
|  | DE670 | Pinge mõõtevahemiku lõppväärtus |  | End value measuring range voltage | end value measuring range voltage | ETIM | V |  | EF008265
|  | DE680 | Aktiveerimise lävivool |  | Engaging threshold current | engaging threshold current | ETIM | mA |  | EF004650
|  | DE720 | Aktiveerimise lävivõimsus |  | Engaging threshold power | engaging threshold power | ETIM | VA |  | EF004649
|  | DE925 | Väliselt reguleeritav |  | External adjusted | an indication if the ground fault protection may be adjusted according to an external current coil or not | IFC |  | ExternalAdjusted |  | True;False
| DF |  | Omadused, mis algavad tähega "F" (veeru "G" järgi) |  | Properties that start with letter "F" | terms (property names) are based on a given reference | CCI-EE
|  | DF250 | Filtrikogumiku jõudlus |  | Filter bank performance | filter bank performance | ETIM | kvar |  | EF007169
|  | DF275 | Filtreerimistegur |  | Filtering factor | filtering factor | ETIM | % |  | EF007530
|  | DF300 | Tulemüür |  | Firewall | is firewalled | ETIM |  |  | EF000914
|  | DF310 | Tulemüüri läbilaskvus |  | Firewall throughput | firewall throughput | ETIM | Gbit/s |  | EF012066
|  | DF330 | FireWire ühendus |  | FireWire connection | FireWire connection | IEEE 1394 |  |  | EF012323 | True;False
|  | DF350 | Virvendus |  | Flicker | flicker | EN 61000-4-15:2011 |  |  | EF015244 | True;False
|  | DF400 | Vastavalt kustutusvahendi tõhususele |  | Follow current extinguishing capability | follow current extinguishing capability | ETIM | kA |  | EF004193
|  | DF420 | Nimipingele kuni |  | For nominal voltage up to | for nominal voltage up to | ETIM | V |  | EF008533
|  | DF435 | Sunderaldamine |  | Forced segregation | forced segregation | DIN VDE 0113 |  |  | EFDE0032 | True;False
|  | DF500 | Kaadrisagedus |  | Frame frequency (electronics) | frame frequency (consumer electronics) | ETIM | Hz |  | EF003313
|  | DF510 | Pildisagedus |  | Frame frequency (PLC) | Frame frequency (programmable logic controllers) | ETIM | kHz |  | EF003984
|  | DF550 | Sagedus |  | Frequency | frequency value for a given component | ETIM | Hz |  | EF000034
|  | DF560 | Abipinge sagedus |  | Frequency auxiliary voltage | frequency auxiliary voltage | ETIM | Hz |  | EF005732
|  | DF570 | Sagedusriba 1 |  | Frequency band 1 | frequency band 1 | ETIM | MHz |  | EF009159
|  | DF580 | Sagedusriba 2 |  | Frequency band 2 | frequency band 2 | ETIM | MHz |  | EF009160
|  | DF590 | Sagedusriba 3 |  | Frequency band 3 | frequency band 3 | ETIM | MHz |  | EF009161
|  | DF600 | Sagedusriba 4 |  | Frequency band 4 | frequency band 4 | ETIM | MHz |  | EF009162
|  | DF610 | Sagedusriba laius |  | Frequency bandwidth | frequency bandwidth | ETIM | MHz |  | EF011616
|  | DF620 | Juhtpinge 1 sagedus |  | Frequency control voltage 1 | frequency control voltage 1 | ETIM | Hz |  | EF002956
|  | DF630 | Juhtpinge 2 sagedus |  | Frequency control voltage 2 | frequency control voltage 2 | ETIM | Hz |  | EF002957
|  | DF640 | Sisendpinge sagedus |  | Frequency input voltage | frequency input voltage | ETIM | Hz |  | EF005735
|  | DF650 | Sisendpinge sagedus (vahemik) |  | Frequency input voltage (range) | frequency input voltage | ETIM | Hz |  | EF006705
|  | DF660 | Sageduse mõõtepinge |  | Frequency measuring voltage | frequency measuring voltage | ETIM | Hz |  | EF005736
|  | DF670 | Sageduskaitse |  | Frequency protection | frequency protection | ANSI 81 |  |  | EF016203 | True;False
|  | DF680 | Raadiovastuvõtja sagedusala |  | Frequency radio receiver | frequency radio receiver | ETIM | MHz |  | EF002704
|  | DF690 | Sagedusvahemik |  | Frequency range | operating frequency range from minimum to maximum | ETIM | Hz |  | EF000416
|  | DF700 | Sagedusvahemiku jääktöövool fidn tüüp A |  | Frequency range residual operating current fidn type A | frequency range residual operating current fidn type A | ETIM | Hz |  | EF015820
|  | DF710 | Sagedusvahemiku jääktöövool fidn tüüp AC |  | Frequency range residual operating current fidn type AC | frequency range residual operating current fidn type AC | ETIM | Hz |  | EF015821
|  | DF720 | Sagedusvahemiku jääktöövool fidn tüüp B |  | Frequency range residual operating current fidn type B | frequency range residual operating current fidn type B | ETIM | Hz |  | EF015822
|  | DF730 | Nimivoolu sagedus |  | Frequency rated current | frequency rated current | ETIM | Hz |  | EF005737
|  | DF740 | Helisignaali sagedus |  | Frequency sound signal | frequency sound signal | ETIM | Hz |  | EF008390
|  | DF750 | Toitepinge sagedus (patarei) |  | Frequency supply voltage (batteries) | frequency supply voltage (batteries, chargers, power cords) | ETIM | Hz |  | EF001090
|  | DF760 | Toitepinge sagedus (küte) |  | Frequency supply voltage (heating) | frequency supply voltage (residential heating) | ETIM | Hz |  | EF004687
|  | DF790 | Külmakaitseahelaga |  | Frost protection circuit | frost protection circuit | ETIM |  |  | EF000616 | True;False
|  | DF870 | Elektrijuhi funktsioon |  | Function | type of function for which the conductor is intended | IFC |  | Function |  | Line;Neutral;Protective earth;Protective earth neutral;Other;Not known;Unset
|  | DF880 | Usaldusväärsuse nõue |  | Function reliable | cable/bus maintain given properties/functions over a given (tested) time and conditions; according to IEC standard | IFC |  | FunctionReliable |  | True;False
|  | DF910 | Kaitsme konstruktsiooni tüüp |  | Fuse construction type | fuse construction type | HD 60269-2:2013 |  |  | EF015865 | NH000;NH00;NH0;NH01;NH1;NH1C;NH02;NH2;NH2C;NH03;NH3;NH3C;NH4;NH4a;NHC00;01XL;1XL;2XL;01L;1L;2L;3L;Other
|  | DF920 | Kaitsme rakenduse tüüp |  | Fuse disconnector type | a list of the available types of fuse disconnector from which that required may be selected | IFC |  | FuseDisconnectorType |  | Engine protection device;Fused switch;Hrc;Overload protection device;Switch disconnector fuse;Other;Not known;Unset
| DG |  | Omadused, mis algavad tähega "G" (veeru "G" järgi) |  | Properties that start with letter "G" | terms (property names) are based on a given reference | CCI-EE
|  | DG060 | Võimendustegur |  | Gain | gain | ETIM | dB |  | EF008106
|  | DG070 | Võimendustegur (satelliit) |  | Gain (satellite) | gain (satellite) | ETIM | dB |  | EF003194
|  | DG080 | Võimendustegur (terrestriline) |  | Gain (terrestrial) | gain (terrestrial) | ETIM | dB |  | EF003195
|  | DG090 | Võimendus B I |  | Gain B I | gain B I | ETIM | dB |  | EF000623
|  | DG100 | Võimendus B III |  | Gain B III | gain B III | ETIM | dB |  | EF000624
|  | DG110 | Võimendus B IV/V |  | Gain B IV/V | gain B IV/V | ETIM | dB |  | EF000625
|  | DG120 | Võimendus FM |  | Gain FM | gain FM | ETIM | dB |  | EF000622
|  | DG130 | Võimendus UHF |  | Gain UHF | gain UHF | ETIM | dB |  | EF003304
|  | DG140 | Võimendus VHF |  | Gain VHF | gain VHF | ETIM | dB |  | EF003303
|  | DG200 | Galvaaniline eraldus |  | Galvanic separation | galvanic separation | ETIM |  |  | EF000108 | Active;Passive;None
|  | DG500 | Maandusvoolu määratud väärtus |  | Ground fault current set value | ground fault current set value. The set value of the ground tripping current if adjustable | IFC | A | GroundFaultCurrentSetValue
|  | DG525 | Maanduse olemasolu kontroll |  | Ground fault function | applying ground fault function; a flag indicating that the ground fault function of the device is used; the value should be set to False for devices not having a ground fault function, or if the ground fault function is not selected to be used | IFC |  | GroundFaultFunction |  | True;False
|  | DG600 | Maandusvoolu reageerimisaeg |  | Ground fault tripping time | ground fault tripping time; the set value of the ground fault tripping current if adjustable | IFC | s | GroundFaultTrippingTime
|  | DG625 | Maanduse kasutamine (faulti2t) |  | Ground faulti2t function | applying ground fault i2t function; a flag indicating that the I2t ground fault function of the device is used; the value should be set to True only if the I2t function is explicitly selected for the device | IFC |  | GroundFaulti2tFunction |  | True;False
| DH |  | Omadused, mis algavad tähega "H" (veeru "G" järgi) |  | Properties that start with letter "H" | terms (property names) are based on a given reference | CCI-EE
|  | DH060 | Kas galvaaniline eraldus |  | Has galvanic isolation | the existence of a element that is non-conductive with respect to the conductivity of common mode voltage, between the equipment containing a generator and the equipment containing a receiver of an interchange circuit | ISO/IEC 8482:1993 |  |  |  | True;False
|  | DH100 | Maandusega |  | Has protective earth | indicates whether the electrical device has a protective earth connection (=True) or not (=False) | IFC |  | HasProtectiveEarth |  | True;False
|  | DH500 | Reasagedus |  | Horizontal frequency | horizontal frequency | ETIM | kHz |  | EF003312
| DJ |  | Omadused, mis algavad tähega "I"/"J" (veeru "G" järgi) |  | Properties that start with letter "I"/"J" | terms (property names) are based on a given reference | CCI-EE
|  | DJ020 | I1 |  | I1 | the (thermal) lower testing current limit in [x In], indicating that for currents lower than I1, the tripping time shall be longer than the associated tripping time, T2 | IFC |  | I1
|  | DJ025 | I2 |  | I2 | the (thermal) upper testing current limit in [x In], indicating that for currents larger than I2, the tripping time shall be shorter than the associated tripping time, T2 | IFC |  | I2
|  | DJ035 | I2T rakendatavus |  | I2T applicability | the applicability of the time adjustment related to the tripping function | IFC |  | I2TApplicability |  | Range;List
|  | DJ045 | I4 |  | I4 | the lower electromagnetic testing current limit in [x In], indicating that for currents lower than I4, the tripping time shall be longer than the associated tripping time, T5, i.e. the device shall not trip instantaneous | IFC |  | I4
|  | DJ055 | I5 |  | I5 | the upper electromagnetic testing current limit in [x In], indicating that for currents larger than I5, the tripping time shall be shorter than or equal to the associated tripping time, T5, i.e. the device shall trip instantaneous | IFC |  | I5
|  | DJ100 | IC 60269 |  | IC 60269 | the breaking capacity for fuses | EN 60269 | A | IC60269
|  | DJ110 | ICM 60947 |  | ICM 60947 | the making capacity for a circuit breaker or motor protection device | EN 60947-5-1:2017 | A | ICM60947
|  | DJ120 | ICN 60898 |  | ICN 60898 | the nominal breaking capacity for an MCB | EN 60898-1:2019 | A | ICN60898
|  | DJ130 | ICS 60898 |  | ICS 60898 | the service breaking capacity for an MCB | EN 60898-1:2019 | A | ICS60898
|  | DJ140 | ICS 60947 |  | ICS 60947 | the service breaking capacity | EN 60947-5-1:2017 | A | ICS60947
|  | DJ150 | ICU 60947 |  | ICU 60947 | the ultimate breaking capacity | EN 60947-5-1:2017 | A | ICU60947
|  | DJ160 | ICW 60947 |  | ICW 60947 | the thermal withstand current for a circuit breaker or motor protection device; the value shall be related to 1 s | EN 60947-5-1:2017 | A | ICW60947
|  | DJ200 | IEC-voolutugevus |  | IEC-amperage | IEC-amperage | ETIM | A |  | EF002647
|  | DJ300 | IK kood |  | IK code | numeric classification for the degree of protection provided by enclosures for electrical equipment against external mechanical impacts | EN 62262:2008 |  | IK_Code |  | IK00;IK01;IK02;IK03;IK04;IK05;IK06;IK07;IK08;IK09:IK10
|  | DJ350 | Imaginaarse impedantsi suhe |  | Imaginary impedance ratio | the ratio between the imaginary part of the zero sequence impedance and the imaginary part of the positive impedance (i.e. imaginary part of the short-circuit voltage) of the transformer; used for three-phase transformer which includes a N-conductor | IFC | % | ImaginaryImpedanceRatio
|  | DJ380 | Ühenduse 1 näivtakistus |  | Impedance connection 1 | impedance connection 1 | ETIM | Ohm |  | EF000561
|  | DJ385 | Ühenduse 2 näivtakistus |  | Impedance connection 2 | impedance connection 2 | ETIM | Ohm |  | EF000562
|  | DJ395 | Näivtakistus (elektroonika) |  | Impedance (consumer electronics) | impedance (consumer electronics) | ETIM | Ohm |  | EF012300
|  | DJ405 | Näivtakistus (telekom) |  | Impedance (telecom) | impedance (data and telecommunications) | ETIM | Ohm |  | EF000876
|  | DJ415 | Kõlari takistus |  | Impedence | indicates the speaker impedence | IFC | Hz | Impedence
|  | DJ435 | Olemuslikult ohutu |  | Inherently safe | inherently safe | EN 60947-5-6:2001 |  |  | EF007112 | True;False
|  | DJ445 | Väärtuse mõõtevahemik (mahtuvuslik) |  | Initial value measuring range (capacitive) | initial value measuring range (capacitive) | ETIM | kvar |  | EF005634
|  | DJ455 | Pinge mõõtevahemiku lähteväärtus |  | Initial value measuring range voltage | initial value measuring range voltage | ETIM | V |  | EF008197
|  | DJ465 | Sisemise juhi materjal |  | Inner conductor material | inner conductor material | ETIM |  |  | EF001627 | Aluminium;Iron;Copper;Other
|  | DJ500 | Signaali 1 sisendvool |  | Input current at signal 1 | input current at signal 1 | ETIM | mA |  | EF001428
|  | DJ510 | Sisendsignaali tüüp |  | Input signal type | input signal type | ETIM |  |  | EF000505
|  | DJ520 | Sisendpinge |  | Input voltage (communication) | input voltage (communication) | ETIM | V |  | EF000106
|  | DJ530 | Primaarpinge |  | Input voltage (data and telecom) | input voltage (data and telecom) | ETIM | V |  | EF003840
|  | DJ540 | Sisendpinge, kui AC 50 Hz |  | Input voltage at AC 50 Hz | input voltage at ac 50 hz | ETIM | V |  | EF007118
|  | DJ550 | Sisendpinge, kui AC 60 Hz |  | Input voltage at AC 60 Hz | input voltage at ac 60 hz | ETIM | V |  | EF007119
|  | DJ560 | Sisendpinge, kui DC |  | Input voltage at DC | input voltage at dc | ETIM | V |  | EF007120
|  | DJ570 | Sisendpinge DC sisendi kohta |  | Input voltage per DC input | input voltage per dc input | ETIM | V |  | EF009793
|  | DJ600 | Paigaldusmeetod |  | Installation method | method of installation | IFC |  | InstallationMethod
|  | DJ610 | Paigaldusmeetodi tüüp |  | Installation method flag enum | special installation conditions relating to particular types of installation (IEC 60364-5-52, reference installation methods C and D) | IEC 60364-5-52:2009 |  | InstallationMethodFlagEnum |  | In duct;In soil;On wall;Below ceiling;Other;Not known;Unset
|  | DJ630 | Hetkevoolu määratud väärtus |  | Instantaneous current set value | instantaneous current set value; the set value of the instantaneous tripping current if adjustable | IFC | A | InstantaneousCurrentSetValue
|  | DJ650 | Kohene väljalülitusaeg |  | Instantaneous tripping time | instantaneous tripping time; the set value of the instantaneous tripping time if adjustable | IFC | s | InstantaneousTrippingTime
|  | DJ670 | Mõõteriista turvategur |  | Instrument security factor (FS) | the ratio of rated instrument limit primary current to the rated primary current | IEC 60050-321:2017
|  | DJ690 | Isoleeritud |  | Insulated | protected by an insulation layer | ETIM |  |  | EF000019 | True;False
|  | DJ710 | Elektriisolatsiooni klass |  | Insulation standard class | insulation standard classes provides basic protection information against electric shock | IFC |  | InsulationStandardClass |  | Class 0 appliance;Class 0I appliance;Class I appliance;Class II appliance;Class III appliance;Other;Not known;Unset
|  | DJ725 | Integraalne konstant |  | Integral constant | the integral gain factor of the controller (usually referred to as Ki); asserted where ControlType is PROPORTIONALINTEGRAL or PROPORTIONALINTEGRALDERIVATIVE | IFC |  | IntegralConstant
|  | DJ740 | 230 V liiniga integreeritav |  | Integration with 230V | 230 V integration | ETIM |  |  | EF001487 | True;False
|  | DJ750 | Pingehäired |  | Interference voltage | interference voltage | ETIM | V |  | EF007768
|  | DJ760 | Modulatsiooni kontroll |  | Internal control | internal modulation control | IFC |  | InternalControl |  | On off;Stepped;Modulating;None;Other;Not known;Unset
|  | DJ780 | Internetiprotokoll |  | Internet protocol | internet protocol | ETIM |  |  | EF003880 | IPv4;IPv6;IPv4 and IPv6
|  | DJ810 | IP-kood |  | IP code | the international protection marking classifies and rates the degree of protection provided against intrusion | EN 60529:2001 |  | IP_Code | EF005474 | IP00;IP10;IP12;IP20;IP21;IP22;IP23;IP24;IP2X;IP30;IP31;IP32;IP33;IP34;IP3X;IP40;IP41;IP42;IP43;IP44;IP45;IP50;IP52;IP53;IP54;IP55;IP56;IP57;IP58;IP64;IP65;IP66;IP66/IP67;IP67;IP67K;IP68;IPX0;IPX4;IPX7;Other
|  | DJ830 | Positiivne tolerants |  | Is current tolerance positive only | indication whether the value of CurrentTolerance1 is provided as a positive tolereance only or not; if not, the value is proved as a pluss/minus tolerance | IFC |  | IsCurrentTolerancePositiveOnly |  | True;False
|  | DJ840 | Elektrooniline |  | Is electronic | elecronic or not | ETIM |  |  | EF000109 | True;False
|  | DJ850 | Horisontaalne siin |  | Is horizontal busbar | indication of whether the busbar occurrences are routed horizontally (=True) or vertically (=False) | IFC |  | IsHorizontalBusbar |  | True;False
|  | DJ860 | Kaablite horisontaalne kinnitus |  | Is horizontal cable | indication of whether the cable occurrences are mounted horizontally (=True) or vertically (=False) | IFC |  | IsHorizontalCable |  | True;False
|  | DJ870 | Pealiin |  | Is main | identifies if the current instance is a main distribution point or topmost level in an electrical distribution hierarchy (= True) or a sub-main distribution point (=False) | IFC |  | IsMain |  | True;False
|  | DJ880 | Kaablite tasapinnaline kinnitus |  | Is mounted flat cable | indication of whether the cable occurrences are mounted flat (=True) or in a trefoil pattern (=False) | IFC |  | IsMountedFlatCable |  | True;False
|  | DJ890 | Primaarmähise neutraaliga |  | Is neutral primary terminal available | an indication of whether the neutral point of the primary winding is available as a terminal (=True) or not (=False) | IFC |  | IsNeutralPrimaryTerminalAvailable |  | True;False
|  | DJ900 | Sekundaarmähis neutraaliga |  | Is neutral secondary terminal available | an indication of whether the neutral point of the secondary winding is available as a terminal (=True) or not (=False) | IFC |  | IsNeutralSecondaryTerminalAvailable |  | True;False
|  | DJ910 | S-funktsiooni rakendus |  | Is off when sfunction on | indication whether the I-function is automatically switched off when the S-function is switched on | IFC |  | IsOffWhenSFunctionOn |  | True;False
|  | DJ920 | Pistikupesaga |  | Is pluggable outlet | indication of whether the outlet accepts a loose plug connection (=True) or whether it is directly connected (=False) or whether the form of connection has not yet been determined (=Unknown) | IFC |  | IsPluggableOutlet |  | True;False;Unknown
|  | DJ930 | On valitav |  | Is selectable | indication whether the S-function can be switched off or not | IFC |  | IsSelectable |  | True;False
|  | DJ940 | Lülitusvõimekusega |  | Is switch | identifies if the sensor also functions as a switch at the set point (=True) or not (=False) | IFC |  | IsSwitch |  | True;False
|  | DJ950 | Positiivne ajatolerants |  | Is time tolerance positive only | indication whether the value of TimeTolerance1 is provided as a positive tolereance only or not; if not, the value is proved as a pluss/minus tolerance | IFC |  | IsTimeTolerancePositiveOnly |  | True;False
| DL |  | Omadused, mis algavad tähega "L" (veeru "G" järgi) |  | Properties that start with letter "L" | terms (property names) are based on a given reference | CCI-EE
|  | DL100 | Valgusti ballasti tüüp |  | Lamp ballast type | the type of ballast used to stabilise gas discharge by limiting the current during operation and to deliver the necessary striking voltage for starting | IFC |  | LampBallastType |  | Conventional;Electronic;Low loss;Other;Resistor;Not known;Unset
|  | DL125 | Valgusti kompensatsiooni tüüp |  | Lamp compensation type | identifies the form of compensation used for power factor correction and radio suppression | IFC |  | LampCompensationType |  | Capacitive;Inductive;Other;Not known;Unset
|  | DL140 | Lambi pinge |  | Lamp voltage | lamp voltage | ETIM | V |  | EF008856
|  | DL225 | Lekkevool |  | Leakage current | current driven by active conductors of a distribution system and/or loads to earth and/or protective conductors | EN 61557-13:2011 | V
|  | DL255 | Välguvoolu kandevõime |  | Lightning current load-bearing capacity | lightning current load-bearing capacity | ETIM | kA |  | EF007698
|  | DL265 | Piksevoolutaluvusvõime (10/350 µs) |  | Lightning current load-bearing capacity (10/350 µs) | lightning current load-bearing capacity (10/350 µs) | ETIM | kA |  | EF012273
|  | DL275 | Pikse impulssvool (10/350) |  | Lightning impulse current (10/350 µs) | lightning impulse current (10/350 µs) | ETIM | kA |  | EF000421
|  | DL290 | Suurima tarbitava elektrivõimsuse piirang |  | Limitation maximum electric power consumption | limitation maximum electric power consumption | ETIM | A |  | EF009439
|  | DL330 | Piirsagedus |  | Limiting frequency | limiting frequency | ETIM | MHz |  | EF004015
|  | DL350 | Terminali suuruse piiramine |  | Limiting terminal size | the maximum terminal size capacity of the device | IFC | m2 | LimitingTerminalSize
|  | DL365 | Liini võimsus |  | Line capacity | line capacity | ETIM | µF |  | EF003419
|  | DL375 | Lineaarne elektritakistus |  | Linear electrical resistance | electrical resistance per unit length of a track | EN 16812:2016 | ohm/m
|  | DL455 | Koormus |  | Load | load | ETIM | Ohm |  | EF007096
|  | DL475 | Koormuse lahtiühendamise tüüp |  | Load disconnection type | a list of the available types of load disconnection from which that required may be selected | IFC |  | LoadDisconnectionType |  | Offload;Onload;Other;Not known;Unset
|  | DL500 | Koormustegur |  | Load factor | the ratio, expressed as a numerical value or as a percentage, of the consumption within a specified period (year, month, day, etc.), to the consumption that would result from continuous use of the maximum or other specified demand occurring within the same period | IEC 60050-691:1973
|  | DL510 | Koormusmõju |  | Load influence | load influence | ETIM | Ohm |  | EF007097
|  | DL525 | Laadimisvool |  | Loading current | loading current | ETIM | A |  | EF009315
|  | DL535 | Lukustatud rootori vool |  | Locked rotor current | input current when a motor armature is energized but not rotating | IFC | A | LockedRotorCurrent
|  | DL545 | Lukustatud rootori kaitse |  | Locked rotor protection | locked rotor protection | ANSI 14 |  |  | EF016177 | True;False
|  | DL555 | Lukustus |  | Lockout | lockout | ANSI 86 |  |  | EF016206 | True;False
|  | DL565 | Kestva elektrivoolu aste |  | Long time current set value | long time current set value; the set value of the long time tripping current if adjustable | IFC | A | LongTimeCurrentSetValue
|  | DL575 | Pikk viivitusaeg |  | Long time delay | the set value of the long time time-delay if adjustable | IFC | s | LongTimeDelay
|  | DL600 | Ülekoormuskaitse |  | Long time function | applying long time function | IFC |  | LongTimeFunction |  | True;False
|  | DL615 | Vastupidav madalatel temperatuuridel |  | Low temperature resistant | low temperature resistant | EN 60811-504:2012;EN 60811-505:2012;EN 60811-506:2012 |  |  | EF009771 | True;False
|  | DL625 | Alamvool1 |  | Lower current1 | the current in [x In], indicating that for currents smaller than LowerCurrent1 the I2t part of the L-function will not trip the current | IFC | A | LowerCurrent1
|  | DL650 | Alamvool2 |  | Lower current2 | the current in [x In], indicating the upper current limit of the lower time/current curve of the I2t part of the L-function | IFC | A | LowerCurrent2
|  | DL675 | Alumine aeg1 |  | Lower time1 | the time in [s], indicating that tripping times of the lower time/current curve lower than LowerTime1 is determined by the I2t part of the L-function | IFC | s | LowerTime1
|  | DL700 | Alumine aeg2 |  | Lower time2 | the time in [s], indicating the tripping times of the upper time/current curve at the LowerCurrent2 | IFC | s | LowerTime2
| DM |  | Omadused, mis algavad tähega "M" (veeru "G" järgi) |  | Properties that start with letter "M" | terms (property names) are based on a given reference | CCI-EE
|  | DM040 | Peakontaktide arv |  | Main contacts | electrical property indicating the number of main contacts | EN IEC 60947-4-1 | pcs
|  | DM060 | Peaahela lüliti tunnusvool |  | Main switch rated current | main switch rated current | ETIM | A |  | EF007848
|  | DM070 | Toitepinge sagedus |  | Mains frequency | mains frequency | ETIM | Hz |  | EF001639
|  | DM080 | Võrgupinge |  | Mains voltage | mains voltage | ETIM | V |  | EF000105
|  | DM085 | Toitepinge (vahemik) |  | Mains voltage (range) | mains voltage (range) | ETIM | V |  | EF006780
|  | DM120 | Suurim reguleerimine X_ ICS |  | Maximum adjustment X_ ICS | provides the maximum setting value for the available current adjustment in relation to the ICS breaking capacity of the protection device of which the actual tripping unit is a part of; the value is not asserted unless the instantaneous time protection is | IFC | A | MaxAdjustmentX_ICS
|  | DM125 | Suurim lubatud pingelangus |  | Maximum allowed voltage drop | maximum voltage drop across the circuit that must not be exceeded. There are two voltage drop limit settings that may be applied; one for sub-main circuits, and one in each Distribution Board or Consumer Unit for final circuits connected to that board; The settings should limit the overall voltage drop to the required level; default settings of 1.5% for sub-main circuits and 2.5% for final circuits, giving an overall limit of 4% may be applied | IFC | V | MaximumAllowedVoltageDrop
|  | DM130 | Suurim vool |  | Maximum amperage | maaximum amperage | ETIM | A |  | EF000559
|  | DM135 | Suurim näivvõimsus |  | Maximum apparent power | maximum apparent power | ETIM | VA |  | EF008258
|  | DM140 | Suurim painutussagedus |  | Maximum bending frequency | maximum bending frequency | ETIM | Hz |  | EF025014
|  | DM145 | Suurim mahtuvuslik koormus |  | Maximum capacitive load | maximum capacitive load | ETIM | µF |  | EF011926
|  | DM150 | Suurim kontaktkoormus |  | Maximum contact load | maximum contact load | ETIM | A |  | EF022541
|  | DM155 | Suurim kontaktipinge |  | Maximum contact voltage | maximum contact voltage | ETIM | V |  | EF020286
|  | DM160 | Suurim pidevvool |  | Maximum continuous current | maximum continuous current | ETIM | A |  | EF004941
|  | DM165 | Suurim kestevpinge AC |  | Maximum continuous voltage AC | maximum continuous voltage (AC) | ETIM | V |  | EF004198
|  | DM170 | Suurim kestevpinge DC |  | Maximum continuous voltage DC | maximum continuous voltage (DC) | ETIM | V |  | EF004777
|  | DM175 | Suurim juhtimisvool |  | Maximum control current | maximum control current | ETIM | mA |  | EF001509
|  | DM180 | Suurim elektrivool |  | Maximum current | electrical property indicating maximum allowable current | IFC | A | MaximumCurrent
|  | DM185 | Suurim voolukoormus I/O signaali kohta |  | Maximum current carrying capacity per I/O signal | maximum current carrying capacity per I/O signal | ETIM | A |  | EF004037
|  | DM190 | Suurim voolukoormuse pesa kohta |  | Maximum current carrying capacity per socket | maximum current carrying capacity per socket | ETIM | A |  | EF004038
|  | DM195 | Suurim vool (Imax) |  | Maximum current (Imax) | maximum current (Imax) | ETIM | A |  | EF000877
|  | DM200 | Suurim vool (Imax) dioodi kohta |  | Maximum current (Imax) per diode | maximum current (Imax) per diode | ETIM | A |  | EF008961
|  | DM205 | Suurim sumbuvus |  | Maximum damping | maximum damping | ETIM | dB |  | EF000527
|  | DM210 | Suurim andmeedastuskiirus |  | Maximum data transmission rate | maximum data transmission rate | ETIM | kBit/s |  | EF000313
|  | DM215 | Suurim viiteaeg |  | Maximum delay time | maximum delay time | ETIM | ms |  | EF001421
|  | DM220 | Suurim liigpinge lahendusvool (8/20) |  | Maximum discharge surge current (8/20) | maximum discharge surge current (8/20) | ETIM | kA |  | EF012274
|  | DM225 | Suurim koormustsükkel |  | Maximum duty cycle | maximum duty cycle | ETIM | min |  | EF006590
|  | DM230 | Suurim efektiivsus (DC/AC inverter) |  | Maximum efficiency | maximum efficiency (DC/AC grid inverter) | ETIM | % |  | EF015874
|  | DM235 | Suurim elektriline sisendvõimsus |  | Maximum electric power input | maximum electric power input | ETIM | VA |  | EF023037
|  | DM240 | Elektriliste talitlustsüklite suurim arv |  | Maximum electrical switching cycles | maximum electrical switching cycles | ETIM | c/h |  | EF004945
|  | DM245 | Suurim voolutarve |  | Maximum electricity consumption | maximum electricity consumption | ETIM | mA |  | EF000619
|  | DM250 | Suurim ühtlustus (equalization) |  | Maximum equalization | maximum equalization | ETIM | dB |  | EF001563
|  | DM255 | Suurim võimendustegur |  | Maximum gain | maximum gain | ETIM | dB |  | EF000500
|  | DM260 | Suurim pildihõive sagedus |  | Maximum image capture frequency | maximum image capture frequency | ETIM | Hz |  | EF009809
|  | DM265 | Suurim sisendvool, kui AC 50 Hz |  | Maximum input current AC 50 Hz | maximum input current AC 50 hz | ETIM | A |  | EF007360
|  | DM270 | Suurim sisendvool, kui AC 60 Hz |  | Maximum input current AC 60 Hz | maximum input current DC 60 hz | ETIM | A |  | EF007361
|  | DM275 | Suurim sisendvool, kui DC |  | Maximum input current DC | maximum input current DC | ETIM | A |  | EF007362
|  | DM280 | Suurim sisendvool alalisvoolu MPP jälgija kohta |  | Maximum input current DC per MPP tracker | maximum input current DC per mpp tracker | ETIM | A |  | EF015871
|  | DM285 | Suurim sisendvool DC stringisisendi kohta |  | Maximum input current DC per string input | maximum input current DC per string input | ETIM | A |  | EF015872
|  | DM290 | Ventilaatorite suurim sisendvool |  | Maximum input current of fans | maximum input current of fans | ETIM | A |  | EF021300
|  | DM295 | Kütteseadme suurim sisendvool |  | Maximum input current of heater | maximum input current of heater | ETIM | A |  | EF021301
|  | DM300 | Suurim sisendpinge, kui DC |  | Maximum input voltage DC | maximum input voltage DC | ETIM | V |  | EF015870
|  | DM305 | Suurim sisestuskadu |  | Maximum insertion loss | maximum insertion loss | ETIM | dB |  | EF013637
|  | DM310 | Suurim koormusvool |  | Maximum load current | maximum load current | ETIM | A |  | EF001536
|  | DM315 | Suurim luminofoorlampide koormus |  | Maximum load fluorescent lamp | maximum load fluorescent lamp | ETIM | VA |  | EF004971
|  | DM320 | Suurim luminofoorlampide koormus (kaks ahelat) |  | Maximum load fluorescent lamp (Duo circuit) | maximum load fluorescent lamp (duo circuit) | ETIM | VA |  | EF004972
|  | DM325 | Suurim luminofoorlampide koormus (rööpkompensatsiooniga) |  | Maximum load fluorescent lamp (parallel compensated) | maximum load fluorescent lamp (parallel compensated) | ETIM | VA |  | EF004973
|  | DM330 | Suurim laadimisvool |  | Maximum loading current | maximum loading current | ETIM | A |  | EF004958
|  | DM335 | Suurim laadimisvool 40 °C juures |  | Maximum loading current at 40 °C | maximum loading current at 40 °c | ETIM | A |  | EF013825
|  | DM340 | Suurim kauakestev piirpinge |  | Maximum long-duration limiting voltage | maximum long-duration limiting voltage | ETIM | V |  | EF012626
|  | DM345 | Suurim nimivool |  | Maximum nominal current | maximum nominal current | ETIM | A |  | EF009326
|  | DM350 | Juhitavate seadmete suurim arv |  | Maximum number of controllable devices | maximum number of controllable devices | ETIM |  |  | EF002020
|  | DM355 | Suurim tööpinge (Umax) |  | Maximum operating voltage (Umax) | maximum operating voltage (Umax) | ETIM | V |  | EF008962
|  | DM360 | Suurim väljundvool |  | Maximum output current | maximum output current | ETIM | mA |  | EF001315
|  | DM365 | Suurim väljundvool 1 |  | Maximum output current 1 | maximum output current 1 | ETIM | A |  | EF008284
|  | DM370 | Suurim väljundvool 2 |  | Maximum output current 2 | maximum output current 2 | ETIM | A |  | EF008285
|  | DM375 | Suurim väljundvool 3 |  | Maximum output current 3 | maximum output current 3 | ETIM | A |  | EF008286
|  | DM380 | Suurim väljundvool AC 50 Hz |  | Maximum output current AC 50 Hz | maximum output current ac 50 hz | ETIM | A |  | EF007351
|  | DM385 | Suurim väljundvool AC 60 Hz |  | Maximum output current AC 60 Hz | maximum output current ac 60 hz | ETIM | A |  | EF007352
|  | DM390 | Kaitstud väljundi suurim väljundvool |  | Maximum output current at protected output | maximum output current at protected output | ETIM | mA |  | EF004035
|  | DM395 | Suurim väljundvool DC |  | Maximum output current DC | maximum output current DC | ETIM | A |  | EF007353
|  | DM400 | Suurim väljund sagedus |  | Maximum output frequency | maximum output frequency | ETIM | Hz |  | EF007350
|  | DM405 | Suurim väljundnivoo |  | Maximum output level | maximum output level | ETIM | dBµV |  | EF001004
|  | DM410 | Suurim väljundpinge |  | Maximum output voltage | maximum output voltage | ETIM | V |  | EF009560
|  | DM415 | Suurim ülevoolukaitseseade, paralleelühendus (kaitse) |  | Maximum overcurrent protection device, parallel connection (fuse) | maximum overcurrent protection device, parallel connection (fuse) | ETIM | A |  | EF015962
|  | DM420 | Suurim liigvoolukaitseseade, jadaühendus (kaitse) |  | Maximum overcurrent protection device, series connection (fuse) | maximum overcurrent protection device, series connection (fuse) | ETIM | A |  | EF015963
|  | DM425 | Suurim lubatud viivitus sisselülitamisel |  | Maximum permitted delay-on energization time | maximum permitted delay-on energization time | ETIM | s |  | EF008189
|  | DM430 | Suurim lubatud väljalülitusviivitus |  | Maximum permitted off-delay time | maximum permitted off-delay time | ETIM | s |  | EF008191
|  | DM435 | Suurim lubatav viivitusaeg rakendumisel |  | Maximum permitted operate delay time | maximum permitted operate delay time | ETIM | s |  | EF008194
|  | DM440 | Suurim lubatud lühisvoolu kestus (25 kA juures) |  | Maximum permitted short-circuit duration (at 25 kA) | maximum permitted short-circuit duration (at 25 kA) | ETIM | ms |  | EF009633
|  | DM445 | Suurim polarisatsioonist sõltuv kadu (PDL) |  | Maximum polarisation dependent loss (PDL) | maximum polarisation dependent loss (PDL) | ETIM | dB |  | EF013640
|  | DM450 | Suurim sisselülitusviivitus |  | Maximum power on-delay time | maximum power on-delay time | ETIM | ms |  | EF008259
|  | DM455 | Ühe kanali suurim võimsus |  | Maximum power per channel | maximum power per channel | ETIM | VA |  | EF020687
|  | DM460 | Suurim toitevool |  | Maximum power supply | maximum power supply | ETIM | mA |  | EF000620
|  | DM465 | Suurim PV-pinge |  | Maximum PV-voltage | maximum pv-voltage | ETIM | V |  | EF008795
|  | DM470 | Suurim tunnusvool |  | Maximum rated current | maximum rated current | ETIM | A |  | EF007926
|  | DM475 | Suurim nimivool (ITH) nimipinge AC korral |  | Maximum rated current (Ith) at rated voltage AC | maximum rated current (ith) at rated voltage AC | ETIM | A |  | EF007358
|  | DM480 | Suurim nimivool (ITH) nimipinge DC korral |  | Maximum rated current (Ith) at rated voltage DC | maximum rated current (ith) at rated voltage DC | ETIM | A |  | EF007359
|  | DM485 | Ühe kontakti suurim tunnusvool |  | Maximum rated current of one contact | maximum rated current of one contact | ETIM | A |  | EF007368
|  | DM490 | Suurim nimitöövool Ie |  | Maximum rated operation current Ie | maximum rated operation current Ie | ETIM | A |  | EF007356
|  | DM495 | Suurim nimitööpinge Ue |  | Maximum rated operation voltage Ue | maximum rated operation voltage Ue | ETIM | V |  | EF007357
|  | DM500 | Suurim nimitööpinge Ue AC |  | Maximum rated operation voltage Ue AC | maximum rated operation voltage Ue AC | ETIM | V |  | EF007355
|  | DM505 | Suurim tunnuspinge |  | Maximum rated voltage | maximum rated voltage | ETIM | kV |  | EF009636
|  | DM510 | Takistuse suurim väärtus |  | Maximum resistance encoder | maximum resistance encoder | ETIM | Ohm |  | EF009873
|  | DM515 | Takistuse suurim testimisväärtus |  | Maximum resistance test value | maximum resistance test value | ETIM | Ohm |  | EF001854
|  | DM520 | Suurim sekundaarpinge |  | Maximum secondary voltage | maximum secondary voltage | ETIM | V |  | EF005984
|  | DM525 | Suurim lühisvool |  | Maximum short circuit current | maximum short circuit current | ETIM | kA |  | EF008559
|  | DM530 | Suurim käivitusvool |  | Maximum starting current | maximum starting current | ETIM | A |  | EF001732
|  | DM535 | Suurim lülitusvool |  | Maximum switching current | maximum switching current | ETIM | A |  | EF003648
|  | DM540 | Suurim lülitusvool (cos phi = 0.6) |  | Maximum switching current (cos phi = 0.6) | maximum switching current (cos phi = 0.6) | ETIM | A |  | EF004920
|  | DM545 | Suurim lülitusvool (aktiivkoormus) |  | Maximum switching current (resistive load) | maximum switching current (resistive load) | ETIM | A |  | EF001325
|  | DM550 | Suurim lülitusvõimsus (juhtkontaktid) |  | Maximum switching power (control contacts) | maximum switching power (control contacts) | ETIM | VA |  | EF004919
|  | DM555 | Suurim lülituspinge (juhtkontaktid) |  | Maximum switching voltage (control contacts) | maximum switching voltage (control contacts) | ETIM | V |  | EF004981
|  | DM560 | Süsteemi suurim pinge |  | Maximum system voltage | maximum system voltage | ETIM | V |  | EF004993
|  | DM565 | Seadmete tap/splitter suurim kadu |  | Maximum tap/splitter loss | maximum tap/splitter loss | ETIM | dB |  | EF001960
|  | DM570 | Suurim viivitus väljalülitamisel |  | Maximum time-delayed switch-off | maximum time-delayed switch-off | ETIM | ms |  | EF004921
|  | DM575 | Suurim koguvool |  | Maximum total current | maximum total current | ETIM | A |  | EF004039
|  | DM580 | Suurim edastuskadu |  | Maximum transmission loss | maximum transmission loss | ETIM | dB |  | EF003498
|  | DM585 | Suurim edastuskiirus, lugemisel |  | Maximum transmission rate, reading | maximum transmission rate, reading | ETIM | kBit/s |  | EF009807
|  | DM590 | Suurim edastuskiirus, kirjutamisel |  | Maximum transmission rate, writing | maximum transmission rate, writing | ETIM | kBit/s |  | EF009808
|  | DM595 | Suurim ühtluse kaotus |  | Maximum uniformity loss | maximum uniformity loss | ETIM | dB |  | EF013639
|  | DM600 | Suurim mahalaadimisvool |  | Maximum unloading current | maximum unloading current | ETIM | A |  | EF013620
|  | DM605 | Väljundpinge suurim häiring (lineaarkoormus) |  | Maximum voltage distortion output (linear load) | maximum voltage distortion output (linear load) | ETIM | % |  | EF009404
|  | DM620 | Suurim lühisvool |  | Maximal short-circuit current | maximum current that the power circuit will pass without damage for a specified maximum time under the most adverse combination of electrical and environmental conditions | EN IEC 60934:2019 | A
|  | DM630 | Voolu mõõtmine |  | Measurement current | measurement current | ETIM | A |  | EF008522
|  | DM635 | Mõõtmisfunktsioon |  | Measuring function | measuring function | DIN VDE 0701/0702 |  |  | EF001917 | True;False
|  | DM640 | Näivvõimsuse mõõtepiirkond |  | Measuring range apparent power | measuring range apparent power | ETIM | kvar |  | EF012607
|  | DM645 | Sageduse mõõtepiirkond |  | Measuring range for frequency | measuring range for frequency | ETIM | Hz |  | EF009469
|  | DM650 | Vibratsioonisageduse mõõtepiirkond |  | Measuring range vibration frequency | measuring range vibration frequency | ETIM | Hz |  | EF009614
|  | DM655 | Ioonide kontsentratsiooni mõõtmise vahemik |  | Measuring range ion concentration | measuring range ion concentration | ETIM | % |  | EF014043
|  | DM660 | Mõõtepinge |  | Measuring voltage | measuring voltage | ETIM | V |  | EF006001
|  | DM675 | Mehaaniline eluiga (juhtkontaktid), lülitustsükleid |  | Mechanical lifetime (control contacts) | mechanical lifetime (control contacts) | ETIM | c (contacts) |  | EF005003
|  | DM700 | Vähim seadistatav sisselülitusviivitus |  | Minimum adjustable delay-on energization time | minimum adjustable delay-on energization time | ETIM | s |  | EF008190
|  | DM705 | Vähim seadistatav väljalülitusviivitus |  | Minimum adjustable off-delay time | minimum adjustable off-delay time | ETIM | s |  | EF008192
|  | DM710 | Vähim seadistatav viivitusaeg rakendumisel |  | Minimum adjustable operate delay time | minimum adjustable operate delay time | ETIM | s |  | EF008195
|  | DM715 | Vähim suunatavus |  | Minimum directivity | minimum directivity | ETIM | dB |  | EF013641
|  | DM720 | Vähim välguimpulsi taluvuspinge kuivas olekus |  | Minimum dry lightning impulse withstand voltage | minimum dry lightning impulse withstand voltage | ETIM | kV |  | EF011678
|  | DM725 | Vähim väljundvool |  | Minimum output current | minimum output current | ETIM | mA |  | EF004045
|  | DM730 | Vähim lubatud toitepinge |  | Minimum permitted supply voltage | minimum permitted supply voltage | ETIM | V |  | EF007374
|  | DM735 | Vähim tunnuspinge |  | Minimum rated voltage | minimum rated voltage | ETIM | V |  | EF005025
|  | DM740 | Vähim tagastuskadu |  | Minimum return loss | minimum return loss | ETIM | dB |  | EF013638
|  | DM745 | Vähim käivitusvool |  | Minimum starting current | minimum starting current | ETIM | A |  | EF011992
|  | DM750 | Vähim sisselülitusaeg |  | Minimum switch-on time | minimum switch-on time | ETIM | s |  | EF006589
|  | DM755 | Vähim testimispikkus |  | Minimum test length | minimum test length | ETIM | s |  | EF020442
|  | DM800 | Niiskussisaldus pärast kuivatamist suurimal kiirusel |  | Moisture content on dry load after max. spin | moisture content on dry load after max. spin | ETIM | % |  | EF012318
|  | DM810 | Režiim |  | Mode | table mapping operation mode identifiers to descriptive labels, which may be used for interpreting Pset_UnitaryControlElementPHistory.Mode | IFC |  | Mode
|  | DM820 | Modulatsiooni protsent |  | Modulation percentage | modulation percentage | ETIM | % |  | EF009426
|  | DM830 | Mooduli kasutegur |  | Module efficiency factor (STC) | module efficiency factor (STC) | ETIM | % |  | EF009509
|  | DM850 | Mootori pinge |  | Motor voltage | motor voltage | ETIM | V |  | EF002736
|  | DM880 | MPP-vool |  | MPP-current | mpp-current | ETIM | A |  | EF005096
|  | DM890 | MPP-pinge |  | MPP-voltage | mpp-voltage | ETIM | V |  | EF005094
| DN |  | Omadused, mis algavad tähega "N" (veeru "G" järgi) |  | Properties that start with letter "N" | terms (property names) are based on a given reference | CCI-EE
|  | DN050 | N_ kaitse |  | N_ protection | an indication whether the electronic tripping unit has separate protection for the N conductor, or not | IFC |  | N_Protection |  | True;False
|  | DN060 | N_ kaitse valik |  | N_ protection_ select | an indication whether the use of the N_Protection can be selected by the user or not; if both the properties N_Protection_50 and N_Protection_100 are asserted, the value of N_Protection_Select property is set to True; the property is only asserted if the property N_Protection is asserted | IFC |  | N_Protection_Select |  | True;False
|  | DN070 | N_ kaitse (100) |  | N_ protection_100 | an indication whether the electronic tripping unit is tripping if the current in the N conductor is more than 100% of that of the phase conductors; the property is only asserted if the property N_Protection is asserted | IFC |  | N_Protection_100 |  | True;False
|  | DN080 | N_ kaitse (50) |  | N_ protection_50 | an indication whether the electronic tripping unit is tripping if the current in the N conductor is more than 50% of that of the phase conductors; the property is only asserted if the property N_Protection is asserted | IFC |  | N_Protection_50 |  | True;False
|  | DN100 | Netoimpedants |  | Net impedance | the maximum earth loop impedance upstream of a circuit (typically stated as the variable Zs); this value is for 55o C (130oF) Celsius usage | IFC | ohm | NetImpedance
|  | DN250 | Tühijooksuvool |  | No-load current | the current flowing through a line terminal of a winding when a given voltage is applied at rated frequency, the other winding(s) being open-circuited | IEC 60050-421:2017 | mA |  | EF004028
|  | DN270 | Müratase |  | Noise figure | noise figure | ETIM | dB |  | EF008028
|  | DN300 | Juhi nimiristlõige (AWG mõõt) |  | Nominal cross section conductor (AWG) | nominal cross section conductor (AWG) | ETIM | kcmil |  | EF011790
|  | DN305 | Toitejuhtide nimiristlõige (AWG mõõt) |  | Nominal cross section main conductors (AWG) | nominal cross section main conductors (AWG) | ETIM | kcmil |  | EF011791
|  | DN310 | Nimivool |  | Nominal current | average current in normal operating condition | IFC | A | NominalCurrent | EF000001
|  | DN315 | Nimivool (läbiviik) |  | Nominal current (bushing) | nominal current (bushing) | EN 50180-1:2015;EN 50181:2010 |  |  | EF011756 | A (250 A);B (400 A);C (630 A);D (1250 A);E (1600 A);F (2500 A)
|  | DN320 | Tunnusvool (In) |  | Nominal current (In) | nominal current (In) | ETIM | A |  | EF008873
|  | DN325 | Nimivool (vahemik) |  | Nominal current (range) | nominal current (range) | ETIM | mA |  | EF009345
|  | DN330 | Korrigeeritud nimivool |  | Nominal current adjusted | an indication if the tripping currents of the short time protection is related to the nominal current multiplied with the actual setting of the current adjustment, if any, of the long time protection part of the protective device, or not | IFC |  | NominalCurrentAdjusted |  | True;False
|  | DN335 | Nimivoolu välisseade |  | Nominal current outdoor unit | nominal current outdoor unit | ETIM | A |  | EF016170
|  | DN340 | Pistikupesa nimivool |  | Nominal current socket outlet | nominal current socket outlet | ETIM | A |  | EF003877
|  | DN345 | Nimivoolud |  | Nominal currents | a set of nominal currents in [A] for which the data of this instance is valid; at least one value shall be provided; any value in the set shall not exceed the value of the UltimateRatedCurrent associated with the same breaker unit | IFC | A | NominalCurrents
|  | DN350 | Nimilahendusvool (8/20) |  | Nominal discharge surge current (8/20) | nominal discharge surge current (8/20) | ETIM | kA |  | EF004214
|  | DN355 | Nimilahendusvool (8/20) (L-N) |  | Nominal discharge surge current (8/20) (L-N) | nominal discharge surge current (8/20) (L-N) | ETIM | kA |  | EF004216
|  | DN360 | Nimivoolutarve |  | Nominal electricity consumption | nominal electricity consumption | ETIM | mA |  | EF000560
|  | DN365 | Nimisagedus |  | Nominal frequency | electrical property specified by the manufacturer for which frequency a component is intended to operate | IFC | Hz | NominalFrequency | EF002963
|  | DN370 | Nimisagedusvahemik |  | Nominal frequency range | the upper and lower limits of frequency for which the operation of the device is certified | IFC | Hz | NominalFrequencyRange
|  | DN375 | Nimiinduktiivsus |  | Nominal inductivity | nominal inductivity | ETIM | µH |  | EF004218
|  | DN380 | Generaatori nimisisendvool |  | Nominal input current generator | nominal input current generator | ETIM | A |  | EF009227
|  | DN385 | Inverteri nimisisendvool |  | Nominal input current inverter | nominal input current inverter | ETIM | A |  | EF009226
|  | DN390 | Nimisisendvool kaldal |  | Nominal input current shore | nominal input current shore | ETIM | A |  | EF009228
|  | DN395 | Nimisisendpinge |  | Nominal input voltage | nominal input voltage | ETIM | V |  | EF009225
|  | DN400 | Nimisisendpinge 1 |  | Nominal input voltage 1 | nominal input voltage 1 | ETIM | V |  | EF026207
|  | DN405 | Nimisisendpinge 2 |  | Nominal input voltage 2 | nominal input voltage 2 | ETIM | V |  | EF026208
|  | DN410 | Laadija nimiväljundpinge |  | Nominal input voltage charger | nominal input voltage charger | ETIM | V |  | EF026138
|  | DN415 | Nimikoormusvool |  | Nominal load current | nominal load current | ETIM | A |  | EF004219
|  | DN420 | Nimimõõtepinge |  | Nominal measuring voltage | nominal measuring voltage | ETIM | V |  | EF006074
|  | DN425 | Nimitalitlusvool |  | Nominal operating current | nominal operating current | ETIM | A |  | EF003705
|  | DN430 | Nimiväljundvool I2N |  | Nominal output current I2N | nominal output current i2n | ETIM | A |  | EF009561
|  | DN435 | Inverteri nimiväljundpinge |  | Nominal output voltage inverter | nominal output voltage inverter | ETIM | V |  | EF026137
|  | DN440 | Nimivõimsuse mahtuvuslik koormus |  | Nominal power capacitive load | nominal power capacitive load | ETIM | VA |  | EF012756
|  | DN445 | Nimivõimsuse induktiivne koormus |  | Nominal power inductive load | nominal power inductive load | ETIM | VA |  | EF012755
|  | DN450 | Nimitoitepinge |  | Nominal supply voltage | the nominal voltage of the supply | IFC | V | NominalSupplyVoltage | EF004127
|  | DN455 | Toitepinge nominaalne nihe |  | Nominal supply voltage offset | the maximum and minimum allowed voltage of the supply e.g. boundaries of 380V/440V may be applied for a nominal voltage of 400V | IFC | V | NominalSupplyVoltageOffset
|  | DN460 | Nimilülitusvool pingel 230 V AC |  | Nominal switching current at 230 V AC | nominal switching current at 230 V AC | ETIM | A |  | EF005125
|  | DN465 | Nimilülitusvool pingel 230 V, pole potsentsiaalivaba |  | Nominal switching current at 230 V, not potential free | Nominal switching current at 230 V, not potential free | ETIM | A |  | EF002982
|  | DN470 | Nimilülitusvool pingel 250 V AC |  | Nominal switching current at 250 V AC | nominal switching current at 250 V AC | ETIM | A |  | EF005126
|  | DN475 | Nimilülitusvool pingel 250 V, potentsiaalivaba |  | Nominal switching current at 250 V, potential free | Nominal switching current at 250 V, potential free | ETIM | A |  | EF002981
|  | DN480 | Väljundvoolu 1 nimiväärtus |  | Nominal value output current 1 | nominal value output current 1 | ETIM | A |  | EF009396
|  | DN485 | Väljundvoolu 2 nimiväärtus |  | Nominal value output current 2 | nominal value output current 2 | ETIM | A |  | EF009397
|  | DN490 | Väljundvoolu 3 nimiväärtus |  | Nominal value output current 3 | nominal value output current 3 | ETIM | A |  | EF009398
|  | DN495 | Väljundpinge 1 nimiväärtus |  | Nominal value output voltage 1 | nominal value output voltage 1 | ETIM | V |  | EF009393
|  | DN500 | Väljundpinge 2 nimiväärtus |  | Nominal value output voltage 2 | nominal value output voltage 2 | ETIM | V |  | EF009394
|  | DN505 | Väljundpinge 3 nimiväärtus |  | Nominal value output voltage 3 | nominal value output voltage 3 | ETIM | V |  | EF009395
|  | DN510 | Nimipinge |  | Nominal voltage | nominal voltage | ETIM | V |  | EF000002
|  | DN515 | Nimipinge (vahemik) |  | Nominal voltage (range) | nominal voltage (range) | ETIM | V |  | EF005127
|  | DN520 | Tunnuspinge (Un) L-L |  | Nominal voltage (Un) L-L | nominal voltage (Un) L-L | ETIM |  |  | EF008872
|  | DN525 | Tunnuspinge (Un) N-L |  | Nominal voltage (Un) N-L | nominal voltage (Un) N-L | ETIM | V |  | EF008871
|  | DN530 | Nimipinge 1 |  | Nominal voltage 1 | nominal voltage 1 | ETIM | V |  | EF006334
|  | DN535 | Nimipinge 2 |  | Nominal voltage 2 | nominal voltage 2 | ETIM | V |  | EF006335
|  | DN540 | Nimipinge AC |  | Nominal voltage AC | nominal voltage AC | ETIM | V |  | EF004220
|  | DN545 | Nimipinge AC (vahemik) |  | Nominal voltage AC (range) | nominal voltage AC (range) | ETIM | V |  | EF008798
|  | DN550 | Nimipinge AC 50 Hz |  | Nominal voltage AC 50 Hz | nominal voltage AC 50 hz | ETIM | V |  | EF006078
|  | DN555 | Nimipinge DC |  | Nominal voltage DC | nominal voltage DC | ETIM | V |  | EF004221
|  | DN560 | Nimipinge DC (vahemik) |  | Nominal voltage DC (range) | nominal voltage DC (range) | ETIM | V |  | EF008799
|  | DN565 | DC inverteri nimipinge |  | Nominal voltage DC inverter | nominal voltage DC inverter | ETIM | V |  | EF026135
|  | DN570 | Nimipinge (suurim väärtus) |  | Nominal voltage high value | nominal voltage high value | ETIM | V |  | EF007995
|  | DN575 | Nimipinge (väikepinge) |  | Nominal voltage low value | nominal voltage low value | ETIM | V |  | EF007996
|  | DN580 | Nimipinge U |  | Nominal voltage U | nominal voltage U | ETIM | V |  | EF001615
|  | DN585 | Nimipinge U0 |  | Nominal voltage U0 | nominal voltage U0 | ETIM | V |  | EF001790
|  | DN670 | Analoogsisendite arv |  | Number of analogue inputs | number of analogue inputs | ETIM |  |  | EF001994
|  | DN680 | Analoogväljundite arv |  | Number of analogue outputs | number of analogue outputs | ETIM |  |  | EF001995
|  | DN700 | Kanalite arv |  | Number of channels | number of channels | ETIM |  |  | EF000259
|  | DN710 | Pistikupesade arv |  | Number of Coax sockets | number of Coax sockets | EN 61169-2:2007 |  |  | EF009465
|  | DN720 | Digitaalsisendite arv |  | Number of digital inputs | number of digital inputs | ETIM |  |  | EF001992
|  | DN730 | Digitaalväljundite arv |  | Number of digital outputs | number of digital outputs | ETIM |  |  | EF001993
|  | DN740 | Kiudude arv |  | Number of fibres | number of fibres | ETIM |  |  | EF000472
|  | DN750 | Kiudude arv torus |  | Number of fibres per tube | number of fibres per tube | ETIM |  |  | EF001679
|  | DN760 | Jaotuskarbi väljaviikude arv |  | Number of gangs | number of slots available for switches/outlets (most commonly 1, 2, 3, or 4); number of gangs in the junction box | IFC |  | NumberOfGangs
|  | DN770 | Sisendite arv |  | Number of inputs | number of inputs | ETIM |  |  | EF000318
|  | DN790 | Pingestatud juhtide arv |  | Number of live conductors | number of live conductors within this circuit; either this property or the ConductorFunction property (if only one) may be asserted | IFC |  | NumberOfLiveConductors
|  | DN810 | Väljundite arv (antenn) |  | Number of outlets (antenna socket) | number of outlets (antenna socket) | ETIM |  |  | EF000538
|  | DN825 | Väljundite arv |  | Number of outputs | number of outputs | ETIM |  |  | EF000319
|  | DN845 | Paralleelsete vooluahelate arv |  | Number of parallel circuits | number of parallel circuits | IFC |  | NumberOfParallelCircuits
|  | DN855 | Faaside arv |  | Number of phases | electrical property indicating the number of phases | ETIM | pcs |  | EF000351
|  | DN875 | Pooluste arv |  | Number of poles | the number of live lines that is intended to be handled by the device | IFC |  | NumberOfPoles | EF000054
|  | DN895 | Pistikupesade arv |  | Number of sockets | the number of sockets that may be connected; in case of inconsistency, sockets defined on ports take precedence | IFC |  | NumberOfSockets | EF000336
|  | DN910 | Allikate arv |  | Number of sources | number of sources | IFC |  | NumberOfSources
|  | DN920 | Pistikupesade UK BS 1363 arv |  | Number of UK BS 1363 sockets | number of UK BS 1363 sockets | UK BS 1363 |  |  | EF012037
|  | DN970 | NVP väärtus |  | NVP value | NVP value | ETIM | % |  | EF008387
| DP |  | Omadused, mis algavad tähega "P" (veeru "G" järgi) |  | Properties that start with letter "P" | terms (property names) are based on a given reference | CCI-EE
|  | DP100 | Vana seade |  | Old device | indication whether the protection_ unit is out-dated or not; if not out-dated, the device is still for sale | IFC |  | OldDevice |  | True;False
|  | DP150 | Tühijooksupinge |  | Open circuit voltage | open circuit voltage | ETIM | V |  | EF004891
|  | DP175 | Talitlusvool |  | Operating current | operating current | ETIM | mA |  | EF007688
|  | DP185 | Talitlusvool (vahemik) |  | Operating current (range) | operating current (range) | ETIM | mA |  | EF009474
|  | DP195 | Töösagedus |  | Operating frequency | operating frequency | ETIM | Hz |  | EF008251
|  | DP205 | Opereerimise aeg (klapid) |  | Operating time (valves) | operating time (valves, taps, controls) | ETIM | s |  | EF013388
|  | DP215 | Talitluspinge, AC 50 Hz |  | Operating voltage at AC 50 Hz | operating voltage at AC 50 hz | ETIM | V |  | EF008206
|  | DP225 | Talitluspinge, AC 60 Hz |  | Operating voltage at AC 60 Hz | operating voltage at AC 60 hz | ETIM | V |  | EF008207
|  | DP235 | Talitluspinge, DC |  | Operating voltage at DC | operating voltage at DC | ETIM | V |  | EF008208
|  | DP245 | Talitluspinge |  | Operating voltage (communication) | operating voltage (communication) | ETIM | V |  | EF000111
|  | DP255 | Talitluspinge |  | Operating voltage (lamps) | operating voltage (lamps) | ETIM | V |  | EF003983
|  | DP265 | Töölainepikkus |  | Operating wavelength | operating wavelength | ETIM | nm |  | EF013634
|  | DP300 | Välimise juhi materjal |  | Outer conductor material | outer conductor material | ETIM |  |  | EF001631 | Aluminium;Iron;Copper;Other
|  | DP310 | Astmeväline kaitse |  | Out-of-step protection | out-of-step protection | ANSI 78 |  |  | EF016201 | True;False
|  | DP330 | Väljundi näivvõimsus |  | Output apparent power | output apparent power | ETIM | VA |  | EF009898
|  | DP340 | Väljundvool |  | Output current | output current | ETIM | A |  | EF003202
|  | DP345 | Väljundvool (vahemik) |  | Output current (range) | output current (range) | ETIM | mA |  | EF006613
|  | DP350 | Digitaalväljundi väljundvool |  | Output current at digital output | output current at digital output | ETIM | A |  | EF003218
|  | DP355 | Väljundvool kütteseadmele |  | Output current for heating power | output current for heating power | ETIM | A |  | EF009782
|  | DP360 | Väljundsagedus |  | Output frequency | output frequency | ETIM | Hz |  | EF004478
|  | DP365 | Väljundsignaali tüüp |  | Output signal type | output signal type | ETIM |  |  | EF000506
|  | DP370 | Väljundpinge, AC |  | Output voltage at AC | output voltage at AC | ETIM | V |  | EF006790
|  | DP375 | Väljundpinge, kui AC 50 Hz |  | Output voltage at AC 50 Hz | output voltage at AC 50 hz | ETIM | V |  | EF006999
|  | DP380 | Väljundpinge, kui AC 60 Hz |  | Output voltage at AC 60 Hz | output voltage at AC 60 hz | ETIM | V |  | EF007000
|  | DP385 | Väljundpinge, kui DC |  | Output voltage at DC | output voltage at DC | ETIM | V |  | EF007001
|  | DP390 | Väljundpinge ventilaatoritele |  | Output voltage for fans | output voltage for fans | ETIM | V |  | EF009785
|  | DP395 | Väljundpinge kütteseadmele |  | Output voltage for heating power | output voltage for heating power | ETIM | V |  | EF009781
|  | DP400 | Väljundpinge |  | Output voltage (communication technique) | output voltage (communication technique) | ETIM | V |  | EF000107
|  | DP405 | Sekundaarpinge |  | Output voltage (distribution board) | output voltage (distribution board) | ETIM | V |  | EF003933
|  | DP410 | Digitaalväljundi väljundpinge |  | Output voltage at digital output | output voltage at digital output | ETIM | V |  | EF003215
|  | DP420 | Üldine kasutegur |  | Overall efficiency | overall efficiency | ETIM | % |  | EF009406
|  | DP430 | Liigvoolukaitse |  | Overcurrent protection | overcurrent protection | ETIM |  |  | EF000312 | True;False
|  | DP440 | Üleergastuse kaitse |  | Overexcitation protection | overexcitation protection | ANSI 24 |  |  | EF016179 | True;False
|  | DP450 | Ülekoormuskaitse |  | Overload protector | overload protector | ETIM | A |  | EF002384
|  | DP460 | Liigkoormuskaitse sättepiirkond |  | Overload release current setting | overload release current setting | ETIM | A |  | EF002336
|  | DP470 | Ülepingekaitse |  | Overvoltage protection | overvoltage protection | ANSI 24 |  |  | EF016195 | True;False
|  | DP480 | Ülepingekaitse, nulljärjestussüsteem |  | Overvoltage protection, zero-sequence system | overvoltage protection, zero-sequence system | ANSI 59N |  |  | EF016196 | True;False
|  | DP540 | Suutlikkuse klass |  | Performance classes | a set of designations of performance classes for the breaker unit for which the data of this instance is valid; a breaker unit being a motor protection device may be constructed for different levels of breaking capacities; a maximum of 7 different performance classes may be provided; examples of performance classes that may be specified include: B, C, N, S, H, L, V | IFC |  | PerformanceClasses
|  | DP550 | Toimivustase |  | Performance level | performance level | EN ISO 13849-1:2015 |  |  | EF007399 | Level a;Level b;Level c;Level d;Level e
|  | DP560 | Lubatud pinge sisendis |  | Permitted voltage at input | permitted voltage at input | ETIM | V |  | EF007554
|  | DP570 | Lubatud pinge väljundis |  | Permitted voltage at output | permitted voltage at output | ETIM | V |  | EF007553
|  | DP590 | Faasijärjestuse ja pinge järelevalve |  | Phase-sequence-voltage supervision (ANSI 47) | phase-sequence-voltage supervision (ANSI 47) | ANSI 47 |  |  | EF016188 | True;False
|  | DP600 | Aktiveerimisvool, reageerimisvool |  | Pick up current | pick up current | ETIM | A |  | EF012541
|  | DP620 | Pistik vastavalt DIN 3383-1 |  | Plug according to DIN 3383-1 | plug according to DIN 3383-1 | DIN 3383-1 |  |  | EFDE0045 | True;False
|  | DP640 | Polaarsus |  | Polarity | true indicates normal polarity; false indicates reverse polarity | IFC |  | Polarity |  | True;False
|  | DP650 | Ühenduste arv |  | Pole usage | pole usage | IFC |  | PoleUsage |  | 1 P;2 P;3 P;4 P;1 PN;3 PN;Other;Not known;Unset
|  | DP670 | Asendi registreerimise sagedus |  | Position update frequency | position update frequency | ETIM | s |  | EF025802
|  | DP685 | Võimsustegur |  | Power factor | power factor | IFC | % | PowerFactor
|  | DP690 | Võimsustegur (ANSI 55) |  | Power factor (ANSI 55) | power factor (ANSI 55) | ANSI 55 |  |  | EF016194 | True;False
|  | DP700 | Võimsuse kadu |  | Power loss | total loss of power | IFC | A | PowerLoss
|  | DP710 | Toitesüsteem |  | Power supply system | power supply system (e.g. central battery, individual battery) | ETIM |  |  | EF000233
|  | DP720 | Jõu-pöörde blokeerimine |  | Power-swing blocking | power-swing blocking | ANSI 68 |  |  | EF016200 | True;False
|  | DP730 | Võimsuse tolerants |  | Power tolerance | power tolerance | ETIM | % |  | EF004896
|  | DP750 | Peamine näivvõimsus |  | Primary apparent power | the power in VA (volt ampere) that has been transformed and that runs into the transformer on the primary side | IFC | W | PrimaryApparentPower
|  | DP755 | Esivool |  | Primary current | the current that is going to be transformed and that runs into the transformer on the primary side | IFC | A | PrimaryCurrent | EF006154
|  | DP760 | Peasagedus |  | Primary frequency | the frequency that is going to be transformed and that runs into the transformer on the primary side | IFC | Hz | PrimaryFrequency | EF009272
|  | DP765 | Esmane nimivool |  | Primary rated current | primary rated current | ETIM | A |  | EF007405
|  | DP770 | Primaarne pinge |  | Primary voltage | the voltage that is going to be transformed and that runs into the transformer on the primary side | IFC | V | PrimaryVoltage | EF003775
|  | DP775 | Primaarpinge 1 |  | Primary voltage 1 | primary voltage 1 | ETIM | V |  | EF006125
|  | DP780 | Primaarpinge 2 |  | Primary voltage 2 | primary voltage 2 | ETIM | V |  | EF006126
|  | DP785 | Primaarpinge 3 |  | Primary voltage 3 | primary voltage 3 | ETIM | V |  | EF006127
|  | DP790 | Primaarpinge 4 |  | Primary voltage 4 | primary voltage 4 | ETIM | V |  | EF007410
|  | DP795 | Primaarpinge 5 |  | Primary voltage 5 | primary voltage 5 | ETIM | V |  | EF007411
|  | DP800 | Primaarpinge 6 |  | Primary voltage 6 | primary voltage 6 | ETIM | V |  | EF007412
|  | DP805 | Primaarpinge 7 |  | Primary voltage 7 | primary voltage 7 | ETIM | V |  | EF007413
|  | DP810 | Primaarpinge 8 |  | Primary voltage 8 | primary voltage 8 | ETIM | V |  | EF007414
|  | DP815 | Primaarpinge 9 |  | Primary voltage 9 | primary voltage 9 | ETIM | V |  | EF007415
|  | DP820 | Primaarpinge 10 |  | Primary voltage 10 | primary voltage 10 | ETIM | V |  | EF007409
|  | DP825 | Primaarpinge, AC |  | Primary voltage at AC | primary voltage at ac | ETIM | V |  | EF007121
|  | DP830 | Primaarpinge tolerants |  | Primary voltage tolerance | primary voltage tolerance | ETIM | % |  | EF007122
|  | DP850 | Töötlemisaeg (1K, kahendoperatsioon) |  | Processing time (1K, binary operation) | processing time (1K, binary operation) | ETIM | ms |  | EF003004
|  | DP860 | Programmi nihe 1 |  | Program shift divide 1 | program shift divide 1 | ETIM | min |  | EF005181
|  | DP870 | Programmi nihe 2 |  | Program shift divide 2 | program shift divide 2 | ETIM | min |  | EF005182
|  | DP880 | Võimendustegur |  | Proportional constant | the proportional gain factor of the controller (usually referred to as Kp) | IFC |  | ProportionalConstant
|  | DP900 | Arvutuslik lühisvool |  | Prospective short-circuit current | prospective short-circuit current | ETIM | kA |  | EF009632
|  | DP920 | Kaitseklass |  | Protection class | protection class | ETIM |  |  | EF000004
|  | DP930 | Kaitse elektriliste omaduste eest (hülss) |  | Protection from electrical characteristics (conduit) | protection from electrical characteristics (conduit) | EN 61386-1:2008 |  |  |  | 0;1;2;3
|  | DP940 | Seadme kaitse |  | Protection of the device | protection of the device | ETIM | A |  | EF004149
|  | DP970 | Nupplüliti gaaslahenduslambi vool |  | Push button glow-lamp current | push button glow-lamp current | ETIM | mA |  | EF006707
| DR |  | Omadused, mis algavad tähega "R" (veeru "G" järgi) |  | Properties that start with letter "R" | terms (property names) are based on a given reference | CCI-EE
|  | DR020 | Raadiosagedus |  | Radio frequency | radio frequency | ETIM | MHz |  | EF002775
|  | DR025 | Raadiokanali protokoll |  | Radio protocol | radio protocol | ETIM |  |  | EF001007 | IEEE 802.11 a;IEEE 802.11 a/c;IEEE 802.11 a/d;IEEE 802.11 b;IEEE 802.11 g;IEEE 802.11 h;Bluetooth;DECT;HomeRF;Other
|  | DR050 | Vahemik |  | Range | the physical range of values supported by the device | IFC |  | Range
|  | DR055 | Edastuskaugus |  | Range (signal) | signal range | ETIM | m |  | EF000372
|  | DR060 | Sageduse muutuse kaitse |  | Rate-of-frequency-change protection | rate-of-frequency-change protection | ANSI 81R |  |  | EF016204 | True;False
|  | DR065 | Niminäivvõimsus |  | Rated apparent power | rated apparent power | ETIM | VA |  | EF008864
|  | DR070 | Nominaalne pimevõimsus 400 V, 50 Hz korral |  | Rated blind power at 400 V, 50 Hz | rated blind power at 400 V, 50 hz | ETIM | kvar |  | EF007044
|  | DR075 | Nimitaktsagedus |  | Rated clock frequency | rated clock frequency | ETIM | kHz |  | EF007502
|  | DR080 | Tingimuslik nimilühisvool, tüüp 1, 480 Y/ 277 V |  | Rated conditional short-circuit current, type 1, 480 Y/277 V | rated conditional short-circuit current, type 1, 480 Y/277 V | ETIM | A |  | EF009607
|  | DR085 | Tingimuslik nimilühisvool, tüüp 1, 600 Y/ 347 V |  | Rated conditional short-circuit current, type 1, 600 Y/347 V | rated conditional short-circuit current, type 1, 600 Y/347 V | ETIM | A |  | EF009608
|  | DR090 | Tingimuslik nimilühisvool, tüüp 2, 230 V |  | Rated conditional short-circuit current, type 2, 230 V | rated conditional short-circuit current, type 2, 230 V | ETIM | A |  | EF009606
|  | DR095 | Tingimuslik nimilühisvool, tüüp 2, 400 V |  | Rated conditional short-circuit current, type 2, 400 V | rated conditional short-circuit current, type 2, 400 V | ETIM | A |  | EF009605
|  | DR100 | Nominaalne toitepinge Us |  | Rated control supply voltage Us | rated control supply voltage Us | ETIM | V |  | EF002412
|  | DR105 | Juhtahelate tunnus-toitepinge Us, AC 50HZ |  | Rated control supply voltage Us at AC 50HZ | rated control supply voltage Us at AC 50HZ | ETIM | V |  | EF003978
|  | DR110 | Juhtahelate tunnus-toitepinge Us, AC 60HZ |  | Rated control supply voltage Us at AC 60HZ | rated control supply voltage Us at AC 60HZ | ETIM | V |  | EF003979
|  | DR115 | Juhtahelate tunnus-toitepinge Us, DC |  | Rated control supply voltage Us at DC | rated control supply voltage Us at DC | ETIM | V |  | EF003980
|  | DR120 | Nominaalne kontrollpinge Us, magnetajam AC 50 Hz korral |  | Rated control supply voltage Us magnet drive at AC 50 Hz | rated control supply voltage Us magnet drive at AC 50 Hz | ETIM | V |  | EF007068
|  | DR125 | Nominaalne kontrollpinge Us, magnetajam AC 60 Hz korral |  | Rated control supply voltage Us magnet drive at AC 60 Hz | rated control supply voltage Us magnet drive at AC 60 Hz | ETIM | V |  | EF007069
|  | DR130 | Nominaalne kontrollpinge Us, magnetajam DC korral |  | Rated control supply voltage Us magnet drive at DC | rated control supply voltage Us magnet drive at DC | ETIM | V |  | EF007070
|  | DR135 | Nimivool |  | Rated current | the current that a device is designed to handle | IFC | A | RatedCurrent | EF000227
|  | DR140 | Tunnusvool (juhtkontaktid) |  | Rated current (control contacts) | rated current (control contacts) | ETIM | A |  | EF004517
|  | DR145 | Nimivool AC korral |  | Rated current at AC | rated current at AC | ETIM | A |  | EF007500
|  | DR150 | Nimivool AC 50 Hz korral |  | Rated current at AC 50 Hz | rated current at AC 50 hz | ETIM | A |  | EF007684
|  | DR155 | Tunnusvool In |  | Rated current In | rated current In | ETIM | A |  | EF008250
|  | DR160 | Tunnusvool Iu |  | Rated current Iu | rated current Iu | ETIM | A |  | EF003981
|  | DR165 | Jälgitava vooluahela nimivool |  | Rated current of monitored circuit | rated current of monitored circuit | ETIM | A |  | EF015813
|  | DR170 | Nimivool, relsisüsteem |  | Rated current rail system | rated current rail system | ETIM | A |  | EF007685
|  | DR175 | Valgusti tunnusvool |  | Rated current to luminaire | rated current to luminaire | ETIM | A |  | EF009694
|  | DR180 | Tunnusjuhtpinge |  | Rated excitation voltage | rated excitation voltage | ETIM | V |  | EF008409
|  | DR185 | Tunnus-rikkevool |  | Rated fault current (circuit breakers) | rated fault current (circuit breakers) | ETIM | A |  | EF002358
|  | DR190 | Tunnus-rikkevool |  | Rated fault current (low voltage components) | Rated fault current (low voltage components) | ETIM | A |  | EF003975
|  | DR195 | Nimisagedus |  | Rated frequency | rated frequency | ETIM | Hz |  | EF001663
|  | DR200 | Jälgimisahela nimisagedus fn |  | Rated frequency of monitored circuit fn | rated frequency of monitored circuit fn | ETIM | Hz |  | EF015815
|  | DR205 | Ülelöögi tunnus-impulsspinge |  | Rated impulse sparkover voltage | rated impulse sparkover voltage | ETIM | kV |  | EF012270
|  | DR210 | Tunnus-impulsstaluvuspinge Uimp |  | Rated impulse withstand voltage Uimp | rated impulse withstand voltage Uimp | ETIM | kV |  | EF011980
|  | DR215 | Nominaalne induktiivsus |  | Rated inductance | rated inductance | ETIM | mH |  | EF007291
|  | DR220 | Isolatsiooni nimipinge Ui |  | Rated insulation voltage Ui | rated insulation voltage Ui | ETIM | V |  | EF001366
|  | DR225 | MPP-pinge |  | Rated MPP-voltage | rated mpp-voltage | ETIM | V |  | EF005095
|  | DR230 | Nimitöösagedus |  | Rated operating frequency | rated operating frequency | ETIM | Hz |  | EF007370
|  | DR235 | Tunnus-talitluspinge |  | Rated operating voltage | rated operating voltage | ETIM | V |  | EF001435
|  | DR240 | Tunnus-talitluspinge Ue |  | Rated operating voltage Ue | rated operating voltage Ue | ETIM | V |  | EF002418
|  | DR245 | Tunnus-talitlusvool |  | Rated operation current | rated operation current | ETIM | A |  | EF007679
|  | DR250 | Tunnus-talitlusvool, AC-3, 400 V |  | Rated operation current at AC-3, 400 V | rated operation current at AC-3, 400 V | ETIM | A |  | EF009602
|  | DR255 | Tunnus-talitlusvool Ie |  | Rated operation current Ie | rated operation current Ie | ETIM | A |  | EF001443
|  | DR260 | Nimikäitusvool Ie |  | Rated operation current Ie | rated operation current Ie | ETIM | A |  | EF006781
|  | DR265 | Nimitöövool Ie 40° C Tu korral |  | Rated operation current Ie at 40 °C Tu | rated operation current Ie at 40 °C Tu | ETIM | A |  | EF007039
|  | DR270 | Tunnus-talitlusvool Ie, AC-1 |  | Rated operation current Ie at AC-1 | rated operation current Ie at AC-1 | ETIM | A |  | EF006069
|  | DR275 | Tunnus-talitlusvool Ie, AC-1, 400 V |  | Rated operation current Ie at AC-1, 400 V | rated operation current Ie at AC-1, 400 V | ETIM | A |  | EF001393
|  | DR280 | Nimitöövool Ie AC12, 125 V korral |  | Rated operation current Ie at AC12, 125 V | rated operation current Ie at AC12, 125 V | ETIM | A |  | EF007040
|  | DR285 | Nimitöövool Ie AC12, 220 V korral |  | Rated operation current Ie at AC12, 220 V | rated operation current Ie at AC12, 220 V | ETIM | A |  | EF007041
|  | DR290 | Nimitöövool Ie AC12, 24 V korral |  | Rated operation current Ie at AC12, 24 V | rated operation current Ie at AC12, 24 V | ETIM | A |  | EF007042
|  | DR295 | Tunnustalitlusvoo Ie kui AC-15, 125 V |  | Rated operation current Ie at AC-15, 125 V | rated operation current Ie at AC-15, 125 V | ETIM | A |  | EF007082
|  | DR300 | Tunnus-talitlusvool Ie, AC-15, 230 V |  | Rated operation current Ie at AC-15, 230 V | rated operation current Ie at AC-15, 230 V | ETIM | A |  | EF001385
|  | DR305 | Tunnustalitlusvoo Ie kui AC-15, 24 V |  | Rated operation current Ie at AC-15, 24 V | rated operation current Ie at AC-15, 24 V | ETIM | A |  | EF007084
|  | DR310 | Nimitöövool AC-15, 400 V korral |  | Rated operation current Ie at AC-15, 400 V | rated operation current Ie at AC-15, 400 V | ETIM | A |  | EF008481
|  | DR315 | Nimitöövool Ie AC-15, 600 V käitus praegune korral |  | Rated operation current Ie at AC-15, 600 V | rated operation current Ie at AC-15, 600 V | ETIM | A |  | EF007033
|  | DR320 | Tunnus-talitlusvool Ie, AC-21 |  | Rated operation current Ie at AC-21, 400 V | rated operation current Ie at AC-21, 400 V | ETIM | A |  | EF002417
|  | DR325 | Nimitöövool AC-3 juures |  | Rated operation current Ie at AC-3 | rated operation current Ie at AC-3 | ETIM | A |  | EF006070
|  | DR330 | Tunnus-talitlusvool Ie, AC-3, 400 V |  | Rated operation current Ie at AC-3, 400 V | rated operation current Ie at AC-3, 400 V | ETIM | A |  | EF001392
|  | DR335 | Nimitöövool AC-4, 400 V korral |  | Rated operation current Ie at AC-4, 400 V | rated operation current Ie at AC-4, 400 V | ETIM | A |  | EF008495
|  | DR340 | Tunnustalitlusvool Ie talitlusviisi AC-51 korral |  | Rated operation current Ie at AC-51 | rated operation current Ie at AC-51 | ETIM | A |  | EF009488
|  | DR345 | Tunnustalitlusvool Ie talitlusviisi AC-53 korral |  | Rated operation current Ie at AC-53a | rated operation current Ie at AC-53a | ETIM | A |  | EF009489
|  | DR350 | Tunnustalitlusvool Ie talitlusviisi AC-53b korral |  | Rated operation current Ie at AC-53b | rated operation current Ie at AC-53b | ETIM | A |  | EF009765
|  | DR355 | Nimitöövool Ie DC-12, 24 V korral |  | Rated operation current Ie at DC-12, 24 V | rated operation current Ie at DC-12, 24 V | ETIM | A |  | EF007043
|  | DR360 | Tunnustalitlusvoo Ie kui DC-13, 125 V |  | Rated operation current Ie at DC-13, 125 V | rated operation current Ie at DC-13, 125 V | ETIM | A |  | EF007085
|  | DR365 | Tunnus-talitlusvool Ie, DC-13, 230 V |  | Rated operation current Ie at DC-13, 230 V | rated operation current Ie at DC-13, 230 V | ETIM | A |  | EF001386
|  | DR370 | Tunnustalitlusvoo Ie kui DC-13, 24 V |  | Rated operation current Ie at DC-13, 24 V | rated operation current Ie at DC-13, 24 V | ETIM | A |  | EF007087
|  | DR375 | Nimitöövool Ie DC-3 / DC-5 juures 440 V korral |  | Rated operation current Ie at DC-3 / DC-5 at 440 V | rated operation current Ie at DC-3 / DC-5 at 440 V | ETIM | A |  | EF007035
|  | DR380 | Tunnus-talitlusvool Ie , 400 V |  | Rated operation current Ie, 400 V | rated operation current Ie, 400 V | ETIM | A |  | EF001378
|  | DR385 | Mootori tunnus-talitlusvool |  | Rated operation current of the motor | rated operation current of the motor | ETIM | A |  | EF004055
|  | DR390 | Tunnus-talitlussagedus |  | Rated operation frequency | rated operation frequency | ETIM | Hz |  | EF007024
|  | DR395 | Tunnus-pidevvool, AC-21, 400 V |  | Rated permanent current at AC-21, 400 V | rated permanent current at AC-21, 400 V | ETIM | A |  | EF009165
|  | DR400 | Tunnus-kestevvool talitluses AC-23, 400 V |  | Rated permanent current at AC-23, 400 V | rated permanent current at AC-23, 400 V | ETIM | A |  | EF011777
|  | DR405 | Kontaktide tunnusalalisvool |  | Rated permanent current contacts | rated permanent current contacts | ETIM | A |  | EF006071
|  | DR410 | Nominaalne püsivool Iu |  | Rated permanent current Iu | rated permanent current Iu | ETIM | A |  | EF001389
|  | DR415 | Võrgusageduslik tunnustaluvuspinge |  | Rated power-frequency withstand voltage | rated power-frequency withstand voltage | ETIM | V |  | EF012271
|  | DR420 | Tunnus-lahutusvõime lühisel (EN 60898) |  | Rated short-circuit breaking capacity (EN 60898) | rated short-circuit breaking capacity (EN 60898) | EN 60898-1:2019;EN 60898-2:2021 | kA |  | EF006064
|  | DR425 | Lühise tunnuslahutusvõimsus (EN 61009) |  | Rated short-circuit breaking capacity (EN 61009) | rated short-circuit breaking capacity (EN 61009) | EN 61009-1:2012;61009-2-1:2001 | kA |  | EF012628
|  | DR430 | Tunnus-lahutusvõime lühisel (IEC 60947-2) |  | Rated short-circuit breaking capacity (IEC 60947-2) | rated short-circuit breaking capacity (IEC 60947-2) | EN 60947-2:2017 | kA |  | EF006065
|  | DR435 | Lühisvoolu tunnuslahutusvõime Icn (EN 60898, 230 V) |  | Rated short-circuit breaking capacity Icn (EN 60898, at 230 V) | rated short-circuit breaking capacity Icn (EN 60898, at 230 V) | EN 60898-2:2021 | kA |  | EF009556
|  | DR440 | Lühisvoolu tunnuslahutusvõime Icn (EN 60898, 400 V) |  | Rated short-circuit breaking capacity Icn (EN 60898, at 400 V) | rated short-circuit breaking capacity Icn (EN 60898, at 400 V) | EN 60898-2:2021 | kA |  | EF009555
|  | DR445 | Lühisvoolu tunnuslahutusvõime Icn (EN 61009-1) |  | Rated short-circuit breaking capacity Icn (EN 61009-1) | rated short-circuit breaking capacity Icn (EN 61009-1) | EN 61009-1:2012 | kA |  | EF011981
|  | DR450 | Lühisvoolu tunnuslahutusvõime Icu (EN 60947-2, 230 V) |  | Rated short-circuit breaking capacity Icu (IEC 60947-2, at 230 V) | rated short-circuit breaking capacity Icu (IEC 60947-2, at 230 V) | EN 60947-2:2017 | kA |  | EF009557
|  | DR455 | Lühisvoolu tunnuslahutusvõime Icu (EN 60947-2, 400 V) |  | Rated short-circuit breaking capacity Icu (IEC 60947-2, at 400 V) | rated short-circuit breaking capacity Icu (IEC 60947-2, at 400 V) | EN 60947-2:2017 | kA |  | EF009558
|  | DR460 | Nimi lahutusvõime lühisel Icu (400 V, 50 Hz) |  | Rated short-circuit breaking capacity lcu at 400 V, 50 Hz | rated short-circuit breaking capacity lcu at 400 V, 50 Hz | ETIM | kA |  | EF007048
|  | DR465 | Nimi lahutusvõime lühisel Icu (400 V, AC) |  | Rated short-circuit breaking capacity lcu at 400 V, AC | rated short-circuit breaking capacity lcu at 400 V, AC | ETIM | kA |  | EF007049
|  | DR470 | Nominaalne lühiajaline lühisvool LCW |  | Rated short-time withstand current lcw | rated short-time withstand current lcw | ETIM | kA |  | EF007050
DR475
|  | DR480 | Tunnus-toitepinge vahelduvvoolul AC |  | Rated supply voltage at AC | rated supply voltage at AC | ETIM | V |  | EF007075
|  | DR485 | Nimitoitepinge vahelduvvoolu 50 Hz korral |  | Rated supply voltage at AC 50 Hz | rated supply voltage at AC 50 Hz | ETIM | V |  | EF007076
|  | DR490 | Nimitoitepinge vahelduvvoolu 60 Hz korral |  | Rated supply voltage at AC 60 Hz | rated supply voltage at AC 60 Hz | ETIM | V |  | EF007077
|  | DR495 | Tunnus-toitepinge DC |  | Rated supply voltage at DC | rated supply voltage at DC | ETIM | V |  | EF007078
|  | DR500 | Tunnus-impulsspinge |  | Rated surge voltage | rated surge voltage | ETIM | kV |  | EF002993
|  | DR505 | Nimiliigpinge muutumatus |  | Rated surge voltage invariability | rated surge voltage invariability | ETIM | kV |  | EF002578
|  | DR510 | Tunnuslülitusvool |  | Rated switch current | rated switch current | ETIM | A |  | EF006706
|  | DR515 | Abiseadme lülitusvool |  | Rated switch current auxiliary device | rated switch current auxiliary device | ETIM | A |  | EF007680
|  | DR520 | Tunnuslülitusvõime |  | Rated switching capacity | rated switching capacity | ETIM | kA |  | EF002563
|  | DR525 | Nimipinge AC |  | Rated voltage AC | rated voltage AC | ETIM | V |  | EF007682
|  | DR530 | Tunnuspinge, AC 50 Hz |  | Rated voltage at AC 50 Hz | rated voltage at AC 50 hz | ETIM | V |  | EF007065
|  | DR535 | Tunnuspinge, kui AC 60 Hz |  | Rated voltage at AC 60 Hz | rated voltage at AC 60 hz | ETIM | V |  | EF007066
|  | DR540 | Tunnuspinge, kui DC |  | Rated voltage at DC | rated voltage at DC | ETIM | V |  | EF007067
|  | DR545 | Nimipinge, abiseade |  | Rated voltage auxiliary device | rated voltage auxiliary device | ETIM | V |  | EF007683
|  | DR550 | Alalisvoolu nimipinge |  | Rated voltage DC | rated voltage DC | ETIM | V |  | EF012281
|  | DR555 | Valgusanduri tunnuspinge |  | Rated voltage light sensor | rated voltage light sensor | ETIM | V |  | EF004515
|  | DR560 | Jälgitava vooluahela nimipinge |  | Rated voltage of monitored circuit | rated voltage of monitored circuit | ETIM | V |  | EF015814
|  | DR565 | Nimipinge Ue vahelduvvoolu 50 Hz korral |  | Rated voltage Ue at AC 50 Hz | rated voltage Ue at AC 50 hz | ETIM | V |  | EF007029
|  | DR570 | Nimipinge Ue vahelduvvoolu 60 Hz korral |  | Rated voltage Ue at AC 60 Hz | rated voltage Ue at AC 60 hz | ETIM | V |  | EF007030
|  | DR575 | Nimipinge Ue DC korral |  | Rated voltage Ue at DC | rated voltage Ue at DC | ETIM | V |  | EF007031
|  | DR580 | Tunnuspinge |  | Rated voltage (circuit breaker) | rated voltage (circuit breaker) | ETIM | V |  | EF000228
|  | DR585 | Nimipinge |  | Rated voltage (component) | the voltage that a device is designed to handle | IFC | V | RatedVoltage | EF003977
|  | DR590 | Tunnuspinge |  | Rated voltage (distribution board) | rated voltage (distribution board) | ETIM |  |  | EF007681 | 230 V;400 V;230/400 V;Other
|  | DR620 | Reaktiivvõimsus |  | Reactive power | reactive power | IFC | W | ReactivePower
|  | DR625 | Tegelik impedantsi suhe |  | Real impedance ratio | the ratio between the real part of the zero sequence impedance and the real part of the positive impedance (i.e. real part of the short-circuit voltage) of the transformer; used for three-phase transformer which includes a N-conductor | IFC | % | RealImpedanceRatio
|  | DR630 | Tegelik võimsus |  | Real power | real power | IFC | W | RealPower
|  | DR650 | Vastuvõtu sagedus |  | Reception frequency | reception frequency | ETIM | MHz |  | EF020685
|  | DR660 | Näivvõimsuse piiramine |  | Reduction apparent power | reduction apparent power | ETIM | kVA |  | EF008485
|  | DR665 | Pimenduse tõhusus |  | Reduction blind power | reduction blind power | ETIM | kvar |  | EF008482
|  | DR670 | Liinipinge vähendamine |  | Reduction line voltage | reduction line voltage | ETIM | V |  | EF008486
|  | DR690 | Mõõtevoolu suhteline täpsus |  | Relative accuracy of measurement current | relative accuracy of measurement current | ETIM | % |  | EF009791
|  | DR695 | Mõõtepinge suhteline täpsus |  | Relative accuracy of measurement voltage | relative accuracy of measurement voltage | ETIM | % |  | EF009790
|  | DR700 | Suhteline lühispinge |  | Relative short circuit voltage | relative short circuit voltage | ETIM | % |  | EF007452
|  | DR705 | Suhteline sümmeetriline võrgu sagedustolerants |  | Relative symmetric net frequency tolerance | relative symmetric net frequency tolerance | ETIM | % |  | EF007454
|  | DR710 | Suhteline sümmeetriline võrgu voolutolerants |  | Relative symmetric net voltage tolerance | relative symmetric net voltage tolerance | ETIM | % |  | EF007453
|  | DR715 | Vabastusvool |  | Release current | the release current in [x In] for the initial tripping of the S-function | IFC | A | ReleaseCurrent
|  | DR720 | Vabastusvool i2t (lõppunkt) |  | Release current i2t end | the release current in [x In] for the end point of the I2t tripping curve of the G-function, if any; the value of ReleaseCurrentI2tEnd shall be larger than ReleaseCurrentI2tStart | IFC | A | ReleaseCurrentI2tEnd
|  | DR725 | Vabastusvool i2t (algpunkt) |  | Release current i2t start | the release current in [x In] for the start point of the I2t tripping curve of the G-function, if any | IFC | A | ReleaseCurrentI2tStart
|  | DR730 | Viivitusega |  | Release delay | release delay | ETIM | ms |  | EF004491
|  | DR735 | Vabastusviivitus |  | Release-delay | release-delay | ETIM | min |  | EF001129
|  | DR740 | Lahtiühenduse aeg |  | Release time | the release time in [s] for the initial tripping of the relevant part; this time indicates that for current lower than the indicated release current, the tripping time will be longer than the indicated release time; the value is given as a mean value | IFC | s | ReleaseTime
|  | DR745 | Lahtiühenduse aeg (i2t end) |  | Release time i2t end | the release time in [s] for the end point of the i2 tripping curve of the G-function, if any; the value of ReleaseTimeI2tEnd shall be lower than ReleaseTimeI2tStart | IFC | s | ReleaseTimeI2tEnd
|  | DR750 | Lahtiühenduse aeg (i2t start) |  | Release time i2t start | the release time in [s] for the start point of the i2t tripping curve of the G-function, if any | IFC | s | ReleaseTimeI2tStart
|  | DR775 | Kauglugemine |  | Remote reading | indicates whether the meter has a connection for remote reading through connection of a communication device (=True) or not (=False) | IFC |  | RemoteReading |  | True;False
|  | DR790 | Kas rikkevoolukaitselülitiga (RCCB) |  | Residual current circuit breaker (RCCB) | residual current circuit breaker (RCCB) | ETIM |  |  | EF000412 | True;False
|  | DR795 | Jääktöövool Idn AC |  | Residual operating current Idn AC | residual operating current Idn AC | ETIM | A |  | EF015819
|  | DR800 | Jääktöövool Idn DC |  | Residual operating current Idn DC | residual operating current Idn DC | ETIM | A |  | EF015818
|  | DR815 | Takistus |  | Resistance | resistance | ETIM | Ohm |  | EF002431
|  | DR820 | Takistuse mõõtmine |  | Resistance measurement | resistance measurement | ETIM | Ohm |  | EF005426
|  | DR825 | Takistus Re |  | Resistance Re | resistance Re | ETIM | Ohm |  | EF008792
|  | DR830 | Takistus Rm |  | Resistance Rm | resistance Rm | ETIM | Ohm |  | EF008791
|  | DR840 | Resistentsus |  | Resistivity | electrical resistivity of a rock or soil | IFC | Ohm | Resistivity
|  | DR850 | Resonantssagedus |  | Resonance frequency | resonance frequency | ETIM | Hz |  | EF007455
|  | DR855 | Resonantssagedus, elektrifilter |  | Resonance frequency, electric filter | resonance frequency, electric filter | ETIM | kHz |  | EF007456
|  | DR865 | Reaktsiooniaeg |  | Response time | response time | ETIM | ms |  | EF004094
|  | DR870 | Rakendusvoolutugevus 1 |  | Response value amperage 1 | response value amperage 1 | ETIM | mA |  | EF008204
|  | DR875 | Rakendusvoolutugevus 2 |  | Response value amperage 2 | response value amperage 2 | ETIM | mA |  | EF008205
|  | DR880 | Sageduse väärtus |  | Response value for frequency | response value for frequency | ETIM | Hz |  | EF003417
|  | DR885 | Näivtakistuse 1 väärtus |  | Response value impedance 1 | response value impedance 1 | ETIM | kOhm |  | EF008202
|  | DR890 | Näivtakistuse 2 väärtus |  | Response value impedance 2 | response value impedance 2 | ETIM | kOhm |  | EF008203
|  | DR895 | Pinge väärtus |  | Response value voltage | response value voltage | ETIM | V |  | EF008193
|  | DR910 | Tagasisidekanali võimendus |  | Return path channel boost | return path channel boost | ETIM | dB |  | EF003302
|  | DR920 | Vastuvoolukoormus |  | Reverse current load | reverse current load | ETIM | A |  | EF009510
|  | DR930 | Vastupidise toitekaitse (ANSI 32R) |  | Reverse power protection (ANSI 32R) | reverse power protection (ANSI 32R) | ANSI 32R |  |  | EF016183 | True;False
|  | DR970 | Pulkade vahe |  | Rung distance | rung distance in a cable ladder | ETIM |  |  | EF000027
| DS |  | Omadused, mis algavad tähega "S" (veeru "G" järgi) |  | Properties that start with letter "S" | terms (property names) are based on a given reference | CCI-EE
|  | DS020 | Turvalisuse tase (SIL), IEC 61508 |  | Safety integrity level (SIL), IEC 61508 | safety integrity level (SIL), according to IEC 61508 | CLC IEC/TR 61508-0:2019 |  |  | EF009889 | SIL 1;SIL 2;SIL 3;SIL 4
|  | DS030 | Proovivõtu sagedus |  | Sampling frequency | sampling frequency | ETIM | Hz |  | EF015240
|  | DS035 | Diskreetimissagedus siirde tuvastamiseks |  | Sampling frequency for transient detection | sampling frequency for transient detection | ETIM | MHz |  | EF015246
|  | DS050 | Skaneerimisintervall |  | Scanning interval | scanning interval | ETIM | Hz |  | EF003936
|  | DS070 | Varjestatud |  | Screened | screened (data and telecommunication) | ETIM |  |  | EF000881 | True;False
|  | DS075 | Varjestus |  | Screening | screening type (residential heating) | ETIM |  |  | EF000038
|  | DS085 | Varjestuse tõhusus |  | Screening effectiveness | screening effectiveness | ETIM | dB |  | EF005241
|  | DS111 | Sekundaarvoolu tugevus 1 |  | Secondary amperage 1 | secondary amperage 1 | ETIM | A |  | EF003779
|  | DS112 | Sekundaarvoolu tugevus 2 |  | Secondary amperage 2 | secondary amperage 2 | ETIM | A |  | EF003780
|  | DS113 | Sekundaarvoolu tugevus 3 |  | Secondary amperage 3 | secondary amperage 3 | ETIM | A |  | EF003781
|  | DS125 | Sekundaarne näivjõud |  | Secondary apparent power | the power in VA (volt ampere) that has been transformed and is running out of the transformer on the secondary side | IFC | W | SecondaryApparentPower
|  | DS130 | Sekundaarvool |  | Secondary current | the current that has been transformed and is running out of the transformer on the secondary side | IFC | A | SecondaryCurrent
|  | DS135 | Sekundaarne voolutüüp |  | Secondary current type | a list of the secondary current types that can result from transformer output | IFC |  | SecondaryCurrentType |  | Ac;Dc;Not known;Unset
|  | DS140 | Sekundaarne sagedus |  | Secondary frequency | the frequency that has been transformed and is running out of the transformer on the secondary side | IFC | Hz | SecondaryFrequency | EF009273
|  | DS145 | Sekundaarahela nimivool |  | Secondary nominal current | secondary nominal current | ETIM | A |  | EF006087
|  | DS150 | Teisene niminäivvõimsus |  | Secondary rated apparent power | secondary rated apparent power | ETIM | VA |  | EF007470
|  | DS155 | Sekundaarahela tunnusvool In |  | Secondary rated current | secondary rated current | ETIM | A |  | EF007471
|  | DS160 | Sekundaarahela tunnusvool In |  | Secondary rated current In | secondary rated current in | ETIM | A |  | EF008268
|  | DS165 | Sekundaarne pinge |  | Secondary voltage | the voltage that has been transformed and is running out of the transformer on the secondary side | IFC | V | SecondaryVoltage | EF001470
|  | DS175 | Sekundaarpinge 1 |  | Secondary voltage 1 | secondary voltage 1 | ETIM | V |  | EF003776
|  | DS177 | Teisene pinge 1 (vahemik) |  | Secondary voltage 1 (range) | secondary voltage 1 (range) | ETIM | V |  | EF007472
|  | DS179 | Sekundaarpinge 2 |  | Secondary voltage 2 | secondary voltage 2 | ETIM | V |  | EF003777
|  | DS181 | Teisene pinge 2 (vahemik) |  | Secondary voltage 2 | secondary voltage 2 | ETIM | V |  | EF007474
|  | DS183 | Sekundaarpinge 3 |  | Secondary voltage 3 | secondary voltage 3 | ETIM | V |  | EF003778
|  | DS185 | Teisene pinge 3 (vahemik) |  | Secondary voltage 3 (vahemik) | secondary voltage 3 (range) | ETIM | V |  | EF007475
|  | DS187 | Teisene pinge 4 |  | Secondary voltage 4 | secondary voltage 4 | ETIM | V |  | EF007476
|  | DS189 | Teisene pinge 5 |  | Secondary voltage 5 | secondary voltage 5 | ETIM | V |  | EF007477
|  | DS191 | Teisene pinge 6 |  | Secondary voltage 6 | secondary voltage 6 | ETIM | V |  | EF007478
|  | DS193 | Teisene pinge 7 |  | Secondary voltage 7 | secondary voltage 7 | ETIM | V |  | EF007479
|  | DS195 | Teisene pinge 8 |  | Secondary voltage 8 | secondary voltage 8 | ETIM | V |  | EF007480
|  | DS197 | Teisene pinge 9 |  | Secondary voltage 9 | secondary voltage 9 | ETIM | V |  | EF007481
|  | DS199 | Teisene pinge 10 |  | Secondary voltage 10 | secondary voltage 10 | ETIM | V |  | EF007473
|  | DS220 | Segregatsiooniklass (kaablid) |  | Segregation class | segregation class | EN 50174-2:2018 |  |  | EF013986 | A;B;C;D
|  | DS240 | Pöördlüliti tüüp |  | Selector type | a list of the available types of selector switch from which that required may be selected | IFC |  | SelectorType |  | Rocker;Selector;Twist;Other;Not known;Unset
|  | DS250 | Tundlik maandusvea kaitse (ANSI 64) |  | Sensitive ground-fault protection (ANSI 64) | sensitive ground-fault protection (ANSI 64) | ANSI 64 |  |  | EF016197 | True;False
|  | DS260 | Tundlikkus (elektroonika) |  | Sensitivity (electronics) | is the minimum magnitude of input signal required to produce a specified output signal having a specified signal-to-noise ratio, or other specified criteria | ETIM | dB |  | EF001991
|  | DS270 | Tundlikkus (relee) |  | Sensitivity (relay) | the rated rms value of the vector sum of the instantaneous currents flowing in the main circuits of the device which causes the device to operate under specified conditions | EN 61008-1:2012 | A | Sensitivity
|  | DS290 | Eraldi toide |  | Separate power supply | separate power supply | ETIM |  |  | EF000579 | True;False
|  | DS310 | Määratud punkti juhtivus |  | Set point conductance | the fill level value to be sensed; use IfcPropertyBoundedValue.SetPointValue to set the set point value | IFC | 1/ohm | SetPointConductance
|  | DS325 | Ajasäte |  | Setting time | setting time | ETIM | s |  | EF005922
|  | DS375 | Elektrijuhi värvitoon |  | Sheath colors | colour of the core | HD 457 S1:2003 |  | SheathColors |  | Black;Blue;Gold;Green;Grey;Orange;Pink;Red;Silver;Turquoise;Violet;White;Yellow;Green and yellow;Other;Not known;Unset
|  | DS400 | Lühise 1-pooluse suurim olek |  | Short circuit 1pole maximum state | maximum 1 pole short circuit current provided at the point of supply i.e. the fault between 1 phase and N | IFC | A | ShortCircuit1PoleMaximumState
|  | DS403 | Lühise 1-pooluse miinimumolek |  | Short circuit 1pole minimum state | minimum 1 pole short circuit current provided at the point of supply i.e. the fault between 1 phase and N | IFC | A | ShortCircuit1PoleMinimumState
|  | DS406 | Lühise 1-pooluse võimsusteguri suurim olek |  | Short circuit 1pole power factor maximum state | power factor of the maximum 1 pole short circuit current provided at the point of supply i.e. the fault between 1 phase and N | IFC |  | ShortCircuit1PolePowerFactorMaximumState
|  | DS409 | Lühise 1-pooluse võimsusteguri vähim olek |  | Short circuit 1pole power factor minimum state | power factor of the minimum 1 pole short circuit current provided at the point of supply i.e. the fault between 1 phase and N | IFC |  | ShortCircuit1PolePowerFactorMinimumState
|  | DS412 | Lühise 2-pooluse miinimumolek |  | Short circuit 2pole minimum state | minimum 2 pole short circuit current provided at the point of supply | IFC | A | ShortCircuit2PoleMinimumState
|  | DS415 | Lühise 2-pooluse võimsusteguri vähim olek |  | Short circuit 2pole power factor minimum state | power factor of the minimum 2 pole short circuit current provided at the point of supply | IFC |  | ShortCircuit2PolePowerFactorMinimumState
|  | DS418 | Lühis 3-pooluseline suurim olek |  | Short circuit 3pole maximum state | maximum 3 pole short circuit current provided at the point of supply | IFC | A | ShortCircuit3PoleMaximumState
|  | DS421 | Lühise 3-pooluse võimsusteguri suurim olek |  | Short circuit 3pole power factor maximum state | power factor of the maximum 3 pole short circuit current provided at the point of supply | IFC |  | ShortCircuit3PolePowerFactorMaximumState
|  | DS424 | Lühispinge |  | Short circuit voltage | a complex number that specifies the real and imaginary parts of the short-circuit voltage at rated current of a transformer given in % | IFC |  | ShortCircuitVoltage
|  | DS427 | Lühiajaline elektrovoolu seatud väärtus |  | Short time current set value | short time current set value; the set value of the long time tripping current if adjustable | IFC | A | ShortTimeCurrentSetValue
|  | DS430 | STF kasutus |  | Short time function | applying short time function | IFC |  | ShortTimeFunction |  | True;False
|  | DS433 | Lühike väljalülitusaeg |  | Short time tripping time | the set value of the short time tripping time if adjustable | IFC | s | ShortTimeTrippingTime
|  | DS436 | I2T STF kasutus |  | Short timei2t function | applying short time i2t function | IFC |  | ShortTimei2tFunction |  | True;False
|  | DS439 | Lühisvoolu lahutusvõime (Icw) |  | Short-circuit breaking capacity (Icw) | short-circuit breaking capacity (Icw) | ETIM | kA |  | EF002562
|  | DS442 | Lühise lahutusvõimsus (Isccr) |  | Short-circuit breaking capacity (Isccr) | short-circuit breaking capacity (Isccr) | ETIM | kA |  | EF012627
|  | DS445 | Lühisvool |  | Short-circuit current | short-circuit current | ETIM | A |  | EF004859
|  | DS465 | Lühim lülitusintervall |  | Shortest switching interval | shortest switching interval | ETIM | min |  | EF000222
|  | DS470 | Lühim lülitusaeg |  | Shortest switching time | shortest switching time | ETIM | min |  | EF000205
|  | DS475 | Lühim lülitusaeg, kanal 1 |  | Shortest switching time channel 1 | shortest switching time channel 1 | ETIM | min |  | EF004855
|  | DS480 | Lühim lülitusaeg, kanal 2 |  | Shortest switching time channel 2 | shortest switching time channel 2 | ETIM | min |  | EF004856
|  | DS485 | Lühim temperatuurifaas |  | Shortest temperature phase | shortest temperature phase | ETIM | min |  | EF004857
|  | DS515 | Signaali suurim kestevpinge AC |  | Signal - maximum continuous voltage AC | signal - maximum continuous voltage AC | ETIM | V |  | EF004239
|  | DS520 | Signaali suurim kestevpinge DC |  | Signal - maximum continuous voltage DC | signal - maximum continuous voltage DC | ETIM | V |  | EF004240
|  | DS525 | Signaali kriitiline sagedus |  | Signal critical frequency | signal critical frequency | ETIM | MHz |  | EF004238
|  | DS530 | Signaalitegur |  | Signal factor | factor multiplied onto offset signal | IFC |  | SignalFactor
|  | DS535 | Signaali sagedus |  | Signal frequency | signal frequency | ETIM | MHz |  | EF008801
|  | DS540 | Signaali nimilahendusvool (8/20) |  | Signal nominal discharge surge current (8/20) | signal nominal discharge surge current (8/20) | ETIM | kA |  | EF004242
|  | DS545 | Signaaliahela nimikoormusvool |  | Signal nominal load current | signal nominal load current | ETIM | A |  | EF004243
|  | DS550 | Signaali nimipinge AC |  | Signal nominal voltage AC | signal nominal voltage AC | ETIM | V |  | EF004244
|  | DS555 | Signaali nimipinge DC |  | Signal nominal voltage DC | signal nominal voltage DC | ETIM | V |  | EF004245
|  | DS560 | Signaali nihe |  | Signal offset | offset constant added to modfied signal | IFC |  | SignalOffset
|  | DS565 | Signaali ohutustase soonte vahel |  | Signal safety level core/core | signal safety level core/core | ETIM | kV |  | EF004246
|  | DS570 | Signaali ohutustase südamik / maa |  | Signal safety level core/earth | signal safety level core/earth | ETIM | kV |  | EF004247
|  | DS575 | Signaali edastusaeg |  | Signal time | time factor used for integral and running average controllers | IFC | s | SignalTime
|  | DS580 | Signaali edastusaja vähenemine |  | Signal time decrease | time factor used for exponential decrease | IFC | s | SignalTimeDecrease
|  | DS585 | Signaali edastusaja suurenemine |  | Signal time increase | time factor used for exponential increase | IFC | s | SignalTimeIncrease
|  | DS595 | Signaali sagedus |  | Signalling interval | signalling interval | ETIM | Hz |  | EF003964
|  | DS625 | Pinnase juhtivus |  | Soil conductivity | thermal conductivity of soil; generally, within standards such as IEC 60364-5-52, table 52A-16, the resistivity of soil is required (measured in [SI] units of degK.m /W); this is the reciprocal of the conductivity value and needs to be calculated accordingly | HD 60364-5-52:2011;IEC 60364-5-52:2009 | W/m K | SoilConductivity
|  | DS675 | Erilahendus |  | Special construction | special construction capabilities like self-supporting, flat devidable cable or bus flat non devidable cable or bus supporting elements inside (steal, textile, concentric conductor) | IFC |  | SpecialConstruction
|  | DS680 | Erienergia (W/R) |  | Specific energy (W/R) | specific energy (W/R) | ETIM | kJ/Ohm |  | EF009797
|  | DS720 | Käivitusvoolutegur |  | Start current factor | defines how large the peek starting current will become on the engine; StartCurrentFactor is multiplied to NominalCurrent and we get the start current | IFC |  | StartCurrentFactor
|  | DS725 | Käivitusvõimsus (EN 61131) |  | Starting performance (EN 61131) | starting performance (EN 61131) | EN 61131-1:2003 |  |  | EF003288 | True;False
|  | DS730 | Algusaeg |  | Starting time | the time (in s) needed for the motor to reach its rated speed with its driven equipment attached, starting from standstill and at the nominal voltage applied at its terminals | IFC | s | StartingTime
|  | DS735 | Käivitusaja järelevalve (ANSI 48) |  | Starting-time supervision (ANSI 48) | starting-time supervision (ANSI 48) | ANSI 48 |  |  | EF016189 | True;False
|  | DS740 | Kontrollimise läbilaskevõime |  | Stateful inspection throughput | stateful inspection throughput | ETIM | Gbit/s |  | EF012664
|  | DS745 | Staatiliselt juhtiv (veorihm) |  | Statically conductive (drive belt) | statically conductive (drive belt) | ISO 1813:2014 |  |  | EF025010 | True;False
|  | DS750 | Statsionaarne laine suhe |  | Stationary wave relation | stationary wave relation | ETIM | dB |  | EF007497
|  | DS755 | Peatamiskategooria (relee) |  | Stop category (relays) | stop category (EN 60204) | EN 60204-1:2018 |  |  | EF007498 | 0;1;2;0 + 1;Other
|  | DS775 | Sobib peakontaktide suurimiale voolule |  | Suitable for maximum current main contact unit | suitable for maximum current main contact unit | ETIM | A |  | EF008730
|  | DS780 | Sobib juhtide läbivedamiseks |  | Suitable for through-wiring | feed-trough wiring is available as accessory, not installed in luminaire | ETIM |  |  | EF000039
|  | DS790 | Toitepinge tüüp |  | Supply voltage (type) | supply voltage (type) | ETIM |  |  | EF023970 | 24 V AC;24 V DC; 24 V AC/DC;42 V AC; 42 V DC; 12-48 V DC / 15-48 V AC;110 V AC;115 V AC;230 V AC;400 V AC;80-240 V AC/DC;Other
|  | DS793 | Toitepinge AC |  | Supply voltage AC | supply voltage AC | ETIM | V |  | EF005389
|  | DS796 | Toitepinge AC 50 Hz |  | Supply voltage AC 50 Hz | supply voltage AC 50 Hz | ETIM | V |  | EF007532
|  | DS799 | Toitepinge AC 60 Hz |  | Supply voltage AC 60 Hz | supply voltage AC 60 Hz | ETIM | V |  | EF007533
|  | DS802 | Toitepinge, DC (komponent) |  | Supply voltage DC (equipment) | supply voltage DC (equipment) | ETIM | V |  | EF009792
|  | DS805 | Toitepinge DC (PLC) |  | Supply voltage DC (PLC) | supply voltage DC (programmable logic controllers) | ETIM | V |  | EF007534
|  | DS808 | Toitepinge defekti määratlemisks |  | Supply voltage for defect-indication | supply voltage for defect-indication | ETIM | V |  | EF002533
|  | DS811 | Näidikute toitepinge |  | Supply voltage for indication | supply voltage for indication | ETIM | V |  | EF002668
|  | DS814 | Lambi toitepinge |  | Supply voltage lamp | supply voltage lamp | ETIM | V |  | EF006522
|  | DS817 | Nõutav on toitepinge |  | Supply voltage required | supply voltage required | ETIM | V |  | EF005390
|  | DS830 | Standardi EN 60870 tugiprotokoll |  | Supporting protocol for EN 60870 | supporting protocol for EN 60870 | EN 60870 |  |  | EF016069 | True;False
|  | DS833 | Standardi EN 60870-5-101 tugiprotokoll |  | Supporting protocol for EN 60870-5-101 | supporting protocol for EN 60870-5-101 | EN 60870-5-101:2003 |  |  | EF016128 | True;False
|  | DS836 | Standardi EN 60870-5-103 tugiprotokoll |  | Supporting protocol for EN 60870-5-103 | supporting protocol for EN 60870-5-103 | EN 60870-5-103:2006 |  |  | EF016127 | True;False
|  | DS839 | Standardi EN 60870-5-104 tugiprotokoll |  | Supporting protocol for EN 60870-5-104 | supporting protocol for EN 60870-5-104 | EN 60870-5-104:2006 |  |  | EF016129 | True;False
|  | DS842 | Standardi IEC 61850 Etherneti tugiprotokoll |  | Supporting protocol for EN 61850 Ethernet | supporting protocol for IEC 61850 Ethernet | EN 61850 |  |  | EF015389 | True;False
|  | DS845 | Standardi EN 61850-8-1 tugiprotokoll |  | Supporting protocol for EN 61850-8-1 | supporting protocol for EN 61850-8-1 | EN 61850-8-1:2011 |  |  | EF016130 | True;False
|  | DS848 | Standardi EN 61850-9-2 tugiprotokoll |  | Supporting protocol for EN 61850-9-2 | supporting protocol for EN 61850-9-2 | EN 61850-9-2:2011 |  |  | EF016131 | True;False
|  | DS870 | Löökvoolutaluvus |  | Surge current capacity | surge current capacity | ETIM | kA |  | EF002564
|  | DS900 | Aktiveerimise tüüp |  | Switch activation | a list of the available activations for selector/toggle switches from which that required may be selected | IFC |  | SwitchActivation |  | Actuator;Foot;Hand;Proximity;Sound;Two hand;Wire;Other;Not known;Unset
|  | DS903 | Luminofoorlampide lülitusvõime DUO |  | Switch capacity fluorescent lamp DUO | switch capacity fluorescent lamp duo | ETIM | VA |  | EF005230
|  | DS906 | Luminofoorlampide lülitusvõime, induktiivkoormus |  | Switch capacity fluorescent lamp inductive | switch capacity fluorescent lamp inductive | ETIM | VA |  | EF005231
|  | DS909 | Luminofoorlamide lülitusvõime, rööpühenduses |  | Switch capacity fluorescent lamp parallel | switch capacity fluorescent lamp parallel | ETIM | VA |  | EF005232
|  | DS912 | Lahtiühendamise tüüp |  | Switch disconnector type | a list of the available types of switch disconnector from which that required may be selected | IFC |  | SwitchDisconnectorType |  | Central break;Divided support;Double break;Earthing switch;Isolator;Other;Not known;Unset
|  | DS915 | Lüliti funktsioon |  | Switch function | indicates types of switches which differs in functionality | IFC |  | SwitchFunction |  | On/off switch;Intermediate switch;Double throw switch;Other;Not known;Unset
|  | DS918 | Avariilüliti tüüp |  | Switch operation | indicates operation of emergency stop switch | IFC |  | SwitchOperation |  | Mushroom;Other;Not known;Unset
|  | DS921 | Valiklüliti tüüp |  | Switch usage | a list of the available usages for selector switches from which that required may be selected | IFC |  | SwitchUsage |  | Emergency;Guard;Limit;Start;Stop;Other;Not known;Unset
|  | DS924 | Lülitusvõimsus AC-3 (240 V) |  | Switching capacity at AC-3, 240 V | switching capacity at AC-3, 240 V | ETIM | kA |  | EF001409
|  | DS927 | Lülitusvool |  | Switching current | switching current | ETIM | A |  | EF000188
|  | DS930 | Lülitusvool (aktiivkoormus) |  | Switching current (resistive) | switching current (resistive) | ETIM | A |  | EF001741
|  | DS933 | Digitaalväljundite lülitusvool |  | Switching current for digital outputs | switching current for digital outputs | ETIM | A |  | EF003287
|  | DS936 | Luminofoorlampide lülitusvool |  | Switching current for fluorescent lamps | switching current for fluorescent lamps | ETIM | AX |  | EF003888
|  | DS939 | Lülitussagedus |  | Switching frequency | switching frequency | ETIM | Hz |  | EF003587
|  | DS942 | Lülitusvõimsus |  | Switching power | switching power | ETIM | VA |  | EF001313
|  | DS945 | Lülituspinge |  | Switching voltage | switching voltage | ETIM | V |  | EF003586
|  | DS948 | Lülituspinge (vahemik) |  | Switching voltage (range) | switching voltage (range) | ETIM | V |  | EF005234
|  | DS951 | OSSD lülituspinge olekus "kõrge nivoo" |  | Switching voltage of OSSD at state "high" | switching voltage of OSSD at state "high" | ETIM | V |  | EF004102
|  | DS954 | Sisselülitusviivitusega |  | Switching-on delay | switching-on delay | ETIM | s |  | EF000193
|  | DS957 | Väljalülitusviivitus |  | Switching-off delay | switching-off delay | ETIM | s |  | EF000194
|  | DS960 | Väljalülitusaeg |  | Switch-off time | switch-off time | ETIM | ms |  | EF011925
|  | DS975 | Sünkroonimiskontroll, sünkroonimisfunktsioon (ANSI 25) |  | Synchrocheck, synchronizing function (ANSI 25) | synchrocheck, synchronizing function (ANSI 25) | ANSI 25 |  |  | EF016180 | True;False
|  | DS980 | Sünkrofaasi mõõtmine (ANSI PMU) |  | Synchrophasor measurement (ANSI PMU) | synchrophasor measurement (ANSI PMU) | ANSI PMU |  |  | EF016212 | True;False
| DT |  | Omadused, mis algavad tähega "T" (veeru "G" järgi) |  | Properties that start with letter "T" | terms (property names) are based on a given reference | CCI-EE
|  | DT040 | T2 |  | T2 | the (thermal) testing time in [s] associated with the testing currents I1 and I2 | IFC | s | T2
|  | DT060 | T5 |  | T5 | the electromagnetic testing time in [s] associated with the testing currents I4 and I5, i.e. electromagnetic tripping time | IFC | s | T5
|  | DT150 | Mootori väljalülitusaeg |  | Te time | the maximum time (in s) at which the motor could run with locked rotor when the motor is used in an EX-environment; the time indicates that a protective device should trip before this time when the starting current of the motor is slowing through the device | IFC | s | TeTime
|  | DT175 | Sumbumine 2150 MHz juures |  | Tap loss at 2150 MHz | tap loss at 2150 MHz | ETIM | dB |  | EF003499
|  | DT180 | Sumbumine 860 MHz juures |  | Tap loss at 860 MHz | tap loss at 860 mhz | ETIM | dB |  | EF000540
|  | DT250 | Ajutine lahendusvool 1 s (16.7 Hz, 50 Hz, 60 Hz) |  | Temporary discharge current to 1 s (16.7 Hz, 50 Hz, 60 Hz) | temporary discharge current to 1 s (16.7 hz, 50 hz, 60 hz) | ETIM | A |  | EF012625
|  | DT260 | Temperatuuri järelevalve (ANSI 38) |  | Temperature supervision (ANSI 38) | temperature supervision (ANSI 38) | ANSI 38 |  |  | EF016185 | True;False
|  | DT270 | Seadistusaja pikendamine |  | Temporary extra time | temporary extra time | ETIM | min |  | EF013666
|  | DT320 | Termilise ülekoormuse kaitse (ANSI 49) |  | Thermal overload protection (ANSI 49) | thermal overload protection (ANSI 49) | ANSI 49 |  |  | EF016190 | True;False
|  | DT330 | Termilise koormuslüliti tüüp |  | Thermal tripping unit type | a list of the available types of thermal tripping unit from which that required may be selected | IFC |  | ThermalTrippingUnitType |  | NH fuse;Diazed;Minized;Neozed;Other;Not known;Unset
|  | DT360 | Kaod sagedusel 2150 MHz |  | Through loss at 2150 MHz | through loss at 2150 MHz | ETIM | dB |  | EF003500
|  | DT370 | Kaod sagedusel 860 MHz |  | Through loss at 860 MHz | through loss at 860 mhz | ETIM | dB |  | EF000539
|  | DT450 | Ajakonstant |  | Time constant | the time constant of the sensor | IFC | s | TimeConstant | EF024938
|  | DT460 | Ajaline viivitus |  | Time delay | time delay | ETIM | s |  | EF020036
|  | DT470 | Viivitus signaali muutumisel |  | Time delay at signal exchange | time delay at signal exchange | ETIM | ms |  | EF002382
|  | DT480 | Ajapiirkond |  | Time range | time range | ETIM | s |  | EF003384
|  | DT490 | Ajasäte |  | Time setting | time setting | ETIM | min |  | EF001038
|  | DT500 | Aja tolerants limit1 |  | Time tolerance limit1 | the current limit in [x In] limiting the application of TimeTolerance1, if any; If the value is set to 0, the value of the TimeTolerance1 is valid for the whole time/current-curve | IFC | A | TimeToleranceLimit1
|  | DT510 | Aja tolerants1 |  | Time tolerance1 | the tolerance for the time of time/current-curve | IFC | % | TimeTolerance1
|  | DT520 | Aja tolerants2 |  | Time tolerance2 | the tolerance for the time of the time/current-curve; valid for currents above TimeToleranceLimit1 | IFC | % | TimeTolerance2
|  | DT540 | Aegreleega kontaktor |  | Time-delay contactor relay | a contactor relay with specified time-delay characteristics | EN 60947-5-1:2017 |  |  |  | True;False
|  | DT550 | Viivitusaeg |  | Time-out | time-out | ETIM | s |  | EF000578
|  | DT620 | Lüliti tüüp |  | Toggle switch type | a list of the available types of toggle switch from which that required may be selected | IFC |  | ToggleSwitchType |  | Break glass;Changeover;Key operated;Manual pull;Push button;Pull cord;Rocker;Selector;Twist;Other;Not known;Unset
|  | DT630 | Tolerants (komponendi väärtuse ulatuses) |  | Tolerance (electrical component value) | Tolerance (electrical component value) | ETIM | % |  | EF006238
|  | DT640 | Summaarne tühjendusvool (8/20) |  | Total discharge current (8/20) | total discharge current (8/20) | ETIM | kA |  | EF012279
|  | DT650 | Kogu tühjakslaadimisvool (8/20) (L+N-PE) |  | Total discharge current (8/20) (L+N-PE) | total discharge current (8/20) (L+N-PE) | ETIM | kA |  | EF004215
|  | DT660 | Summaarne tühjendusvool (8/20) (L1+L2+L3+N-PE) |  | Total discharge current (8/20) (L1+L2+L3+N-PE) | total discharge current (8/20) (L1+L2+L3+N-PE) | ETIM | kA |  | EF012275
|  | DT720 | Siirde aeg väljalülitamisel |  | Transfer time switch off | transfer time switch off | ETIM | ms |  | EF009239
|  | DT730 | Siirde aeg sisselülitamisel |  | Transfer time switch on | transfer time switch on | ETIM | ms |  | EF009240
|  | DT740 | Trafo vektorrühm |  | Transformer vector group | list of the possible vector groups for the transformer from which that required may be set | IFC |  | TransformerVectorGroup |  | Dd0;Dd6;Dy5;Dy11;Yd5;Yd11;Dz0;Dz6;Yy0;Yy6;Yz5;Yz11;Other;Not known;Unset
|  | DT750 | Transientliigpinge lahendusvool (10/350 µs) |  | Transient discharge current (10/350 µs) | transient discharge current (10/350 µs) | ETIM | kA |  | EF012623
|  | DT760 | Transientliigpinge lahendusvool (8/20 µs) |  | Transient discharge current (8/20 µs) | transient discharge current (8/20 µs) | ETIM | kA |  | EF012624
|  | DT770 | Edastuskiirus |  | Transmission rate | transmission rate | ETIM | kBit/s |  | EF003271
|  | DT780 | Väljalülimise kõver |  | Tripping curve | a curve that establishes the release time of a tripping unit when a particular prospective current is applied | IFC | s | TrippingCurve
|  | DT790 | Ülekoormuskõvera tüüp |  | Tripping curve type | the type of tripping curve that is represented by the property set | IFC |  | TrippingCurveType |  | Upper;Lower;Other;Not known;Unset
|  | DT800 | Ülekoormuse vabastusvool |  | Tripping unit release current | the value of tripping or residual current for which the device has the possibility to be equipped; the values are given in mA | IFC |  | TrippingUnitReleaseCurrent |  | 10;30;100;300;500;1000;Other;Not known;Unset
|  | DT860 | Tuuneri kanal |  | Tuner channel | indicates the tuner channels, if applicable | IFC |  | TunerChannel
|  | DT870 | Tuuneri sagedus |  | Tuner frequency | indicates the tuner frequencies, if applicable | IFC | Hz | TunerFrequency
|  | DT880 | Tuuneri režiim |  | Tuner mode | indicates the tuner modes (or bands); for example, 'AnalogCable', 'DigitalAir', 'AM', 'FM' | IFC |  | TunerMode
|  | DT930 | Ohutusnõuete tüübi klass (relee) |  | Type class for safety demands (relays) | type class for safety demands (EN ISO 13851) | EN ISO 13851:2019 |  |  | EF003435 | Type III A;Type III B;Type III C
|  | DT940 | Voolu liik |  | Type of current | type of current (e.g. AC, DC, …) | ETIM |  |  | EF000141
|  | DT950 | Isolatsioonimaterjali tüüp vastavalt EN 60085 |  | Type of insulation material according to EN 60085 | type of insulation material according to EN 60085 | EN 60085:2008 |  |  | EF007299 | Y;A;E;B;F;H;N;R;-
|  | DT960 | Ohutustaseme tüüp (relee) |  | Type of safety (relays) | type of safety (EN IEC 61496-1) | EN IEC 61496-1:2020 |  |  | EF004105 | 1;2;3;4
|  | DT970 | Tüüpiline reaktsiooniaeg (25 kA juures) |  | Typical reaction time (at 25 kA) | typical reaction time (at 25 kA) | ETIM | ms |  | EF009634
| DU |  | Omadused, mis algavad tähega "U" (veeru "G" järgi) |  | Properties that start with letter "U" | terms (property names) are based on a given reference | CCI-EE
|  | DU360 | Tasakaalustamata koormuse kaitse (ANSI 46) |  | Unbalanced-load protection (ANSI 46) | unbalanced-load protection (ANSI 46) | ANSI 46 |  |  | EF016187 | True;False
|  | DU370 | Sageduskoormuse vähendamine (ANSI 81U) |  | Under frequency load shedding (ANSI 81U) | under frequency load shedding (ANSI 81U) | ANSI 81U |  |  | EF016205 | True;False
|  | DU380 | Alavoolukaitse (ANSI 37) |  | Undercurrent protection (ANSI 37) | undercurrent protection (ANSI 37) | ANSI 37 |  |  | EF016184 | True;False
|  | DU390 | Alaergastuse kaitse (ANSI 40) |  | Underexcitation protection (ANSI 40) | underexcitation protection (ANSI 40) | ANSI 40 |  |  | EF016186 | True;False
|  | DU400 | Pingekaitse (ANSI 27) |  | Untervoltage protection (ANSI 27) | untervoltage protection (ANSI 27) | ANSI 27 |  |  | EF016181 | True;False
|  | DU500 | Ülemvool1 |  | Upper current1 | the current in [x In], indicating that for currents larger than UpperCurrent1 the I2t part of the L-function will trip the current | IFC | A | UpperCurrent1
|  | DU525 | Ülemvool2 |  | Upper current2 | the current in [x In], indicating the upper current limit of the upper time/current curve of the I2t part of the L-function | IFC | A | UpperCurrent2
|  | DU550 | Ülemine aeg1 |  | Upper time1 | the time in [s], indicating that tripping times of the upper time/current curve lower than UpperTime1 is determined by the I2t part of the L-function | IFC | s | UpperTime1
|  | DU575 | Ülemine aeg2 |  | Upper time2 | the time in [s], indicating the tripping times of the upper time/current curve at the UpperCurrent2 | IFC | s | UpperTime2
|  | DU700 | Eraldusena rakendatav |  | Use in discrimination | an indication whether the time/current tripping information can be applied in a discrimination analysis or not | IFC |  | UseInDiscrimination |  | True;False
|  | DU725 | Kasutaja parandustegur |  | User correction factor | an arbitrary correction factor that may be applied by the user | IFC |  | UserCorrectionFactor
| DV |  | Omadused, mis algavad tähega "V" (veeru "G" järgi) |  | Properties that start with letter "V" | terms (property names) are based on a given reference | CCI-EE
|  | DV070 | Klapi lülitusaeg alates 0 kuni 1 |  | Valve switching time from 0 to 1 | valve switching time from 0 to 1 | ETIM | ms |  | EF007528
|  | DV080 | Klapi lülitusaeg alates 1 kuni 0 |  | Valve switching time from 1 to 0 | valve switching time from 1 to 0 | ETIM | ms |  | EF007529
|  | DV100 | Pöörete arvu reguleerimisega |  | Variable speed drive (VSD) | any device that can be utilized to vary the speed of the pump, either mechanically or electrically | EN ISO 17769-2:2012 |  |  |  | True;False
|  | DV125 | Varistori tüüp |  | Varistor type | a list of the available types of varistor from which that required may be selected | IFC |  | VaristorType |  | Metal oxide;Zinc oxide;Other;Not known;Unset
|  | DV500 | Pinge |  | Voltage | electrical property indicating voltage | IFC | V | Voltage | EF002355
|  | DV510 | Pinge (töövahendid) |  | Voltage (tools) | voltage (tools) | ETIM | V |  | EF000213
|  | DV520 | Pinge vastavalt standardile EN 60309 |  | Voltage according to EN 60309-2 | voltage according to EN 60309-2 | EN 60309-2:2001 |  |  | EF006726
|  | DV530 | Kondenseerumisvastane küttepinge |  | Voltage anti-condensation heater | voltage anti-condensation heater | ETIM | V |  | EF009248
|  | DV540 | Pingest sõltuv ülevoolukaitse (ANSI 51V) |  | Voltage dependent overcurrent protection (ANSI 51V) | voltage dependent overcurrent protection (ANSI 51V) | ANSI 51V |  |  | EF016193 | True;False
|  | DV560 | Pinge tase |  | Voltage level | the voltage levels of the protective device for which the data of the instance is valid; more than one value may be selected in the enumeration | IFC |  | VoltageLevel | EF001711 | U230;U400;U440;U525;U690;U1000;Other;Not known;Unset
|  | DV580 | Pinge mõõteulatus |  | Voltage measuring range | voltage measuring range | ETIM | V |  | EF002486
|  | DV590 | Pinge mõõtevahemik 1 |  | Voltage measuring range 1 | voltage measuring range 1 | ETIM | V |  | EF006134
|  | DV600 | Pinge mõõtevahemik 2 |  | Voltage measuring range 2 | voltage measuring range 2 | ETIM | V |  | EF006135
|  | DV720 | Pingekaitsetase |  | Voltage protection level | voltage protection level | ETIM | kV |  | EF003525
|  | DV730 | Pingekaitsenivoo (DC+ - DC-) |  | Voltage protection level (DC+ - DC-) | voltage protection level (DC+ - DC-) | ETIM | kV |  | EF009643
|  | DV740 | Pingekaitsenivoo (DC+/DC- - PE) |  | Voltage protection level (DC+/DC- - PE) | voltage protection level (DC+/DC- - PE) | ETIM | kV |  | EF009644
|  | DV750 | Pingekaitsenivoo soonte vahel |  | Voltage protection level core/core | voltage protection level core/core | ETIM | V |  | EF004233
|  | DV760 | Pingekaitsenivoo soone ja maa vahel |  | Voltage protection level core/earth | voltage protection level core/earth | ETIM | V |  | EF004234
|  | DV770 | Pingekaitsenivoo soone ja signaal maandusahela vahel |  | Voltage protection level core/signal ground | voltage protection level core/signal ground | ETIM | V |  | EF008049
|  | DV780 | Pingekaitsenivoo L-N |  | Voltage protection level L-N | voltage protection level L-N | ETIM | kV |  | EF004236
|  | DV790 | Pingekaitse tase L-PE |  | Voltage protection level L-PE | voltage protection level L-PE | ETIM | kV |  | EF012276
|  | DV800 | Pingekaitsenivoo L-PE/N-PE |  | Voltage protection level L-PE/N-PE | voltage protection level L-PE/N-PE | ETIM | kV |  | EF004237
|  | DV810 | Pingekaitsetase N-PE |  | Voltage protection level N-PE | voltage protection level N-PE | ETIM | kV |  | EF008796
|  | DV820 | Pingekaitsenivoo signaali maandusahela/kaitsemaanduse vahel |  | Voltage protection level signal ground/protective ground | voltage protection level signal ground/protective ground | ETIM | V |  | EF008050
|  | DV860 | Pinge liik |  | Voltage type | voltage type (e.g. AC, AC/DC, DC) | ETIM |  |  | EF000187
|  | DV870 | Toitepinge liik |  | Voltage type of supply voltage | voltage type of supply voltage | ETIM |  |  | EF002991 | AC;AC/DC;DC
| DW |  | Omadused, mis algavad tähega "W" (veeru "G" järgi) |  | Properties that start with letter "W" | terms (property names) are based on a given reference | CCI-EE
|  | DW050 | Lainepikkus |  | Wavelength | wavelength | ETIM | nm |  | EF011996
|  | DW150 | Võrgusageduslik taluvuspinge märjas olekus |  | Wet power frequency withstand voltage | wet power frequency withstand voltage | ETIM | kV |  | EF011679
|  | DW250 | Juhtmevaba |  | Wireless | wireless connection | ETIM |  |  | EF000046 | True;False
|  | DW280 | Kinnitusega vastavalt UL-le |  | With approval according to UL (protective hose systems) | with approval according to UL | UL |  |  | EF001783 | True;False
|  | DW290 | BG BIA heakskiidul (relee) |  | With approval for BG BIA (relays) | With approval for BG BIA | BG BIA |  |  | EF004145 | True;False
|  | DW300 | TÜV heakskiidul (relee) |  | With approval for TÜV (relays) | With approval for TÜV | TÜV |  |  | EFDE0031 | True;False
|  | DW400 | Lastekaitsega |  | With enhanced contact protection | socket outlets with integrated, increased contact protection (“shutter") reduce the risk of children coming into contact with live parts | ETIM |  |  | EF000389 | True;False
|  | DW420 | Sideliidesega (EN 62056-21) |  | With communication interface (EN 62056-21) | with communication interface (EN 62056-21) | EN 62056-21:2003 |  |  | EF016135 | True;False
|  | DW500 | Infrapunaanduriga |  | With IR sensor | with IR sensor | ETIM |  |  | EF000535 | True;False
|  | DW540 | Liigkuumenemiskaitsega |  | With overheating protection | with overheating protection | ETIM |  |  | EF000615 | True;False
|  | DW600 | Pistikuga UK/HK (BS 1363) (tüüp G) |  | With plug for UK/HK (BS 1363) (type G) | with plug for UK/HK (BS 1363) (type G) | BS 1363-1:2016 |  |  | EF012581 | True;False
|  | DW620 | Pistikuga USA/CA/CN (NEMA 1-15) (tüüp A) |  | With plug for USA/CA/CN (NEMA 1-15) (type A) | with plug for USA/CA/CN (NEMA 1-15) (type A) | NEMA 1-15 |  |  | EF012584 | True;False
|  | DW640 | Pistikuga USA/CA/CN (NEMA 5-15) (tüüp B) |  | With plug for USA/CA/CN (NEMA 5-15) (type B) | with plug for USA/CA/CN (NEMA 5-15) (type B) | NEMA 5-15 |  |  | EF012585 | True;False
E? |  |  | Energiaga ning soojusmahtuvusega seotud omadused (sh temperatuuriga seotud) |  | Energy and thermal capacity related properties (incl temperature) | terms (properties) regarding capacity or purpose of managing energy, thermal capacity, temperature | CCI-EE
| EA |  | Omadused, mis algavad tähega "A" (veeru "G" järgi) |  | Properties that start with letter "A" | terms (property names) are based on a given reference | CCI-EE
|  | EA020 | 1. järku soojuskao tegur (a1) |  | 1st order heat loss coefficient (a1) | 1st order heat loss coefficient (a1) | ETIM | W/(m².K) |  | EF010799
|  | EA030 | 2. järku soojuskao tegur (a2) |  | 2nd order heat loss coefficient (a2) | 2nd order heat loss coefficient (a2) | ETIM | W/(m².K²) |  | EF010800
|  | EA100 | Aktiivne |  | Active mode | mode corresponding to the hours with a cooling or heating load of the building and whereby the cooling or heating function of the unit is activated | EN 14825:2018
|  | EA110 | Aktiivse oleku hooajaline kasutegur |  | Active model seasonal coefficient of performance, SCOPon | average coefficient of performance of the unit in active mode for the designated heating season, determined from the part load, supplementary heating capacity (where required) and bin-specific coefficients of performance (COPbin(Tj)) and weighted by the bin hours where the bin conditions occurs | EN 14825:2018 | kWh/kWh
|  | EA120 | Aktivse oleku energiatõhusus |  | Active mode seasonal energy efficiency ratio, SEERon | average energy efficiency ratio of the unit in active mode for the cooling function, determined from part load and bin-specific energy efficiency (EERbim(Tj)) and weighted by the bin hours where the bin condition occurs | EN 14825:2018 | kWh/kWh
|  | EA150 | Aktuaatori sisendvõimsus |  | Actuator input power | maximum input power requirement | IFC | W | ActuatorInputPower
|  | EA180 | Täiendav elektriküte |  | Additional electrical heating | additional electrical heating | ETIM | kW |  | EF002211
|  | EA190 | Seadistatav suhtelise niiskuse väärtus |  | Adjustable setting value for relative air humidity | adjustable setting value for relative air humidity | ETIM | % |  | EF008210
|  | EA200 | Reguleeritav väljalülitamise temperatuur |  | Adjustable switch on temperature | adjustable switch on temperature | ETIM | °C |  | EF007009
|  | EA210 | Temperatuuri reguleerimislüliti |  | Adjustment range comfort | adjustment range comfort | ETIM | °C |  | EF007125
|  | EA220 | Soojavee temperatuuri seadistuspiirkond |  | Adjustment range hot water temperature | adjustment range hot water temperature | ETIM | °C |  | EF009384
|  | EA300 | Õhu võimsus |  | Air power | air power | ETIM | AirWatt |  | EF008171
|  | EA320 | Õhutemperatuur |  | Air temperature | dry bulb temperature of the air surrounding the occupant | EN ISO 13731:2002 | K | SpaceAirTemperature
|  | EA340 | Õhutemperatuur |  | Air temperature (range) | air temperature (range) | ETIM | °C |  | EF025891
|  | EA450 | Lubatav suhteline niiskus |  | Allowable relative humidity | allowable relative humidity | ETIM | % |  | EF023900
|  | EA550 | Ümbritsev arvestuslik kuivtermomeetri temperatuur |  | Ambient design dry bulb temperature | used for selecting the cooling tower | IFC | K | AmbientDesignDryBulbTemperature
|  | EA570 | Ümbritsev arvestuslik märja termomeetri temperatuur |  | Ambient design wet bulb temperature | used for selecting the cooling tower | IFC | K | AmbientDesignWetBulbTemperature
|  | EA590 | Ümbrustemperatuur |  | Ambient temperature | ambient temperature | ETIM | °C |  | EF002386
|  | EA650 | Aastane energiatarbimine ruumi jahutamiseks |  | Annual energy consumption for space cooling, Qce | energy consumption required to meet the reference annual cooling demand and calculated as the reference annual space cooling demand divided by the active mode seasonal energy efficiency ratio (SEERon) and the energy consumption of the unit for thermostat-off-, standby-, off- and crankcase heater-mode during the cooling season | EN 14825:2018 | kWh
|  | EA670 | Aastane kütteenergia tarbimine |  | Annual energy consumption fo heating, Qhe | energy consumption required to meet the reference annual heating demand for a designated heating season and calculated as the reference annual heating demand divided by the active mode seasonal coefficient of performance (SCOPon) and the energy consumption of the unit for thermostat-off-, standby-, off- and crankcase heater-mode during the heating season | EN 14825:2018 | kWh
|  | EA690 | Aastane jahutusenergia tarbimine (350 tundi täiskoormusega) |  | Annual cooling energy consumption (350 hours – full load) | annual cooling energy consumption (350 hours – full load) | ETIM | kWh |  | EF014339
|  | EA730 | Seadme koormuse mitmekesisus |  | Appliance diversity | diversity of appliance load | IFC |  | ApplianceDiversity
|  | EA745 | Soojuskirgus vs tajutav koormus |  | Appliance percent load to radiant | percent of sensible load to radiant heat | IFC |  | AppliancePercentLoadToRadiant
|  | EA760 | Rakendustemperatuur |  | Application temperature | indicates the ambient temperature at which the course is applied | IFC | K | ApplicationTemperature
|  | EA780 | Ligikaudne energiatarve aastas |  | Approximate value for the energy consumption/year | approximate value for the energy consumption/year | ETIM | kWh |  | EF007984
|  | EA850 | Täiendav energiatarbimine |  | Auxiliary energy consumption | secondary energy source consumption (i.e., the electricity consumed by electrical devices such as fans and pumps) | IFC | W | AuxiliaryEnergyConsumption
|  | EA860 | Täiendav energiaallikate tarbimine |  | Auxiliary energy source consumption | auxiliary energy source consumption | IFC |  | AuxiliaryEnergySourceConsumption
|  | EA900 | Keskmine aastane energiatarve |  | Average annual energy consumption | average annual energy consumption | ETIM | kWh |  | EF011860
|  | EA910 | Aastane keskmine energiatarve (pesemine ja kuivatamine, 200 täiskoormust) |  | Average annual energy consumption (washing and drying 200 full loads) | average annual energy consumption (washing and drying 200 full loads) | ETIM | kWh |  | EF012344
|  | EA920 | Aastane keskmine energiatarve (ainult pesemine, 200 täiskoormust) |  | Average annual energy consumption (washing only, 200 full loads) | average annual energy consumption (washing only, 200 full loads) | ETIM | kWh |  | EF012346
|  | EA930 | Keskmised kliimatingimused |  | Average climate conditions | temperature conditions characteristic for the city of Strasbourg for the heating season | EN 14825:2018
| EB |  | Omadused, mis algavad tähega "B" (veeru "G" järgi) |  | Properties that start with letter "B" | terms (property names) are based on a given reference | CCI-EE
|  | EB075 | Patarei mahtuvus |  | Battery capacity | battery capacity | ETIM | Ah |  | EF001985
|  | EB150 | Jahutustala jahutusvõimsus |  | Beam cooling capacity | cooling capacity of beam; this excludes cooling capacity of supply air | IFC | W | BeamCoolingCapacity
|  | EB175 | Jahutustala küttevõimsus |  | Beam heating capacity | heating capacity of beam; this excludes heating capacity of supply air | IFC | W | BeamHeatingCapacity
|  | EB225 | Temperatuuri grupp |  | Bin | outdoor temperature interval of 1 K | EN 14825:2018
|  | EB230 | Temperatuuri grupi tunnid |  | Bin hours (hj) | hours pers season for which an outdoor temperature occurs for each bin j | EN 14825:2018
|  | EB235 | Temperatuuri grupi piirtemeperatuur |  | Bin limit temperature | temperature in the bin for which no more heating or cooling is required | EN 14825:2018
|  | EB240 | Temperatuuri grupi kasutegur |  | Bin-specific coefficient of performance (COPbin(Tj)) | coefficient of performance specific for every bin j with outdoor temperature Tj in a season | EN 14825:2018
|  | EB245 | Temperatuuri grupi energiatõhusus |  | Bin-specific energy efficiency ratio EERbin(Tj) | energy effiiciency ratio specific for every bin j with outdoor temperature Tj in a season | EN 14825:2018
|  | EB250 | Temperatuuri grupi temperatuur |  | Bin temperature (Tj) | outdoor air dry bulb temperature | EN 14825:2018 | °C
|  | EB280 | Kahevalentne temperatuur |  | Bivalent temperature (Tbiv) | lowest outdoor temperature point at which the unit is declared to have a capacity able to meet 100% of the heating load without supplementary heater, wheter it is integrated in the unit or not | EN 14825:2018
|  | EB500 | Soojustagastus ja -kaod (inimesed) |  | Body heat gain (or loss) | increase or decrease in the heat content of the body caused by an imbalance between heat production and heat loss, usually expressed in terms of unit area of total body surfaces | EN ISO 13731:2001 | W | People
|  | EB525 | Keemispunkt |  | Boiling point | the boiling point of the material (fluid) | IFC | K | BoilingPoint | EF011075
|  | EB550 | Piiriala soojuskadu |  | Boundary area heat loss | heat loss per unit area for the boundary object; this is a design input value for use in the absence of calculated load data | IFC | W/m2 | BoundaryAreaHeatLoss
|  | EB700 | Harjasmootori võimsustarve |  | Brush motor power consumption | brush motor power consumption | ETIM | W |  | EF014234
|  | EB850 | Ehitise õhulekke kindlus |  | Building thermal exposure | the thermal exposure expected by the building based on surrounding site conditions | IFC |  | BuildingThermalExposure |  | Light;Medium;Heavy;Not known;Unset
| EC |  | Omadused, mis algavad tähega "C" (veeru "G" järgi) |  | Properties that start with letter "C" | terms (property names) are based on a given reference | CCI-EE
|  | EC030 | Kaabel püsiva temperatuurikindlusega kuni |  | Cable permanent temperature-resistant to | cable permanent temperature-resistant to | ETIM | °C |  | EF008323
|  | EC060 | Mahtuvus |  | Capacity | capacity (electrical, in mAh) | ETIM | mAh |  | EF000364
|  | EC070 | Mahtuvus 15 h |  | Capacity 15h | capacity 15h | ETIM | Ah |  | EF009961
|  | EC080 | Mahtuvus 20 h |  | Capacity 20h | capacity 20h | ETIM | Ah |  | EF025588
|  | EC090 | Võimsuse kontroll |  | Capacity control | ability of the unit to change its capacity by changing the volumentric flow rate of the refrigerant | EN 14825:2018
|  | EC100 | Mahutavuse kõver |  | Capacity curve | chiller cooling capacity is a function of condensing temperature and evaporating temperature, data is in table form, Capacity = f (TempCon, TempEvp), capacity = a1+b1*Tei+c1*Tei^2+d1*Tci+e1*Tci^2+f1*Tei*Tci | IFC | W | CapacityCurve
|  | EC120 | Võimsussuhe |  | Capacity ratio (CR) | cooling (or heating) part load or full load divided by the declared cooling (or heating) capacity of the unit at the same temperature conditions | EN 14825:2018
|  | EC220 | CEC efektiivsus (US tooted) |  | CEC efficiency (US products) | CEC efficiency (US products) | ETIM | % |  | EF015875
|  | EC270 | Laadimistemperatuur |  | Charging temperature | charging temperature | ETIM | °C |  | EF013778
|  | EC350 | Kliimaklass |  | Climate class | classification of the test room climate according to the dry bulb temperature and relative humidity | EN ISO 23953-1:2015 |  |  | EF000761 | 0;1;8;2;3;4;6;5;7
|  | EC370 | Kliimatingimused |  | Climate conditions | temperature conditions (dry bulb) characteristic for a specific location | EN 14825:2018
|  | EC420 | Pindpaisumistegur |  | Coefficient of area thermal expansion | the change in a material's area dimensions to a change in temperature | CCI-EE
|  | EC425 | Joonpaisumistegur |  | Coefficient of linear thermal expansion | the fractional change in length per degree of temperature change (one dimension) | CCI-EE
|  | EC440 | Soojuslik/jahutuse kasutegur |  | Coefficient of performance (COP) | ratio of the heating capacity to the effective power input of the unit (COP) | EN 14511-1:2018 |  | CoefficientOfPerformance
|  | EC445 | Soojuslik/jahutuse kasutegur (COP), 0/35 °C (B0/W35) |  | Coefficient of performance (COP) at 0/35 °C (B0/W35) | coefficient of performance (COP) at 0/35 °C (B0/W35) | EN 14511-2:2018 | kW/kW |  | EF025879
|  | EC450 | Soojuslik/jahutuse kasutegur (COP), 10/35 °C (W10/W35) |  | Coefficient of performance (COP) at 10/35 °C (W10/W35) | coefficient of performance (COP) at 10/35 °C (W10/W35) | EN 14511-2:2018 | kW/kW |  | EF012662
|  | EC455 | Soojuslik/jahutuse kasutegur (COP), 7/35 °C |  | Coefficient of performance (COP) at 7/35 °C | coefficient of performance (COP) at 7/35 °C | EN 14511-2:2018 | kW/kW |  | EF025890
|  | EC460 | Soojuslik/jahutuse kasutegur (COP), Tj = +7 °C |  | Coefficient of performance (COPd) at Tj = +7 °C | coefficient of performance (COPd) at Tj = +7 °C | EN 14511-2:2018 | kW/kW |  | EF010933
|  | EC465 | Soojuslik/jahutuse kasutegur märgitud võimsusel |  | Coefficient of performance at declared capacity (COPd) | declared heating capacity of the unit divided by the effective power input of the unit at specific temperature conditions, A, B, C, D, E, F and G, where applicable | EN 14825:2018 | kW/kW
|  | EC470 | Soojuslik/jahutuse kasutegur osalisel koormusel |  | Coefficient of performance at part load (COPbin) | coefficient of performance at the declared capacity, corrected with the degradation coefficient, where applicable | EN 14825:2018 | kW/kW
|  | EC480 | Toimivuskõvera koefitsient |  | Coefficient of performance curve | chiller coefficient of performance (COP) is function of condensing temperature and evaporating temperature, data is in table form, COP= f (TempCon, TempEvp), COP = a2+b2*Tei+c2*Tei^2+d2*Tci+e2*Tci^2+f2*Tei*Tci | IFC |  | CoefficientOfPerformanceCurve
|  | EC490 | Ruumpaisumistegur |  | Coefficient of volume thermal expansion | the change in a material's volumetric dimensions to a change in temperature | CCI-EE
|  | EC510 | Külmemad kliimatingimused |  | Colder climate conditions | temperature conditions characteristic for the city of Helsinki for the heating season | EN 14825:2018
|  | EC525 | Kollektori tõhusus |  | Collector efficiency | collector efficiency | ETIM | % |  | EF010598
|  | EC540 | Põlemistemperatuur |  | Combustion temperature | average combustion chamber temperature | IFC | K | CombustionTemperature
|  | EC545 | Põlemistemperatuur (materjal) |  | Combustion temperature (material) | combustion temperature of the material when air is at 298 K and 100 kPa | IFC | K | CombustionTemperature
|  | EC560 | Kompressori kondensaatori soojustagastus |  | Compressor condenser heat gain | heat gain between condenser inlet to compressor outlet | IFC | K | CompressorCondenserHeatGain
|  | EC565 | Kompressori aurusti soojustagastus |  | Compressor evaporator heat gain | heat gain between the evaporator outlet and the compressor inlet | IFC | K | CompressorEvaporatorHeatGain
|  | EC570 | Kompressori väljalülitatud olek |  | Compressor-off state | compressor is not running while the unit is operating in active mode | EN 14825:2018
|  | EC575 | Kompressori võimsus |  | Compressor power | compressor power | ETIM | kW |  | EF022363
|  | EC580 | Kompressori kogutõhusus |  | Compressor total efficiency | ratio of the thermal cooling capacity to electrical input | IFC |  | CompressorTotalEfficiency |  | [0;1]
|  | EC585 | Kompressori kogu soojustagastus |  | Compressor total heat gain | compressor total heat gain | IFC | W | CompressorTotalHeatGain
|  | EC600 | Kondensatsiooni temperatuur |  | Condensation temperature | condensation temperature | ETIM | °C |  | EF013496
|  | EC610 | Kondensaatorisse sisenev temperatuur |  | Condenser entering temperature | temperature of fluid entering condenser | IFC | K | CondenserEnteringTemperature
|  | EC615 | Kondensaatorist väljutatav temperatuur |  | Condenser leaving temperature | temperature of fluid leaving condenser | IFC | K | CondenserLeavingTemperature
|  | EC620 | Kondensaatori keskmine tühimik |  | Condenser mean void fraction | mean void fraction in condenser | IFC |  | CondenserMeanVoidFraction |  | [0;1]
|  | EC625 | Kondensatsioonitemperatuur |  | Condensing temperature | refrigerant condensing temperature | IFC | K | CondensingTemperature
|  | EC640 | Ühendatud koormus |  | Connected load | connected load | ETIM | W |  | EF004148
|  | EC645 | Kütteelemendi koormus |  | Connected load heating element | connected load heating element | ETIM | kW |  | EF002238
|  | EC650 | Ühendatud koormuse kütteelement (vahemik) |  | Connected load heating element (range) | connected load heating element (range) | ETIM | W |  | EF011931
|  | EC655 | Ühendatud koormuse ventilaator |  | Connected load ventilator | connected load ventilator | ETIM | W |  | EF011932
|  | EC680 | Pidev küttevõimsus 10 °C korral |  | Continuous heating power at 10 °C | continuous heating power at 10 °c | ETIM | W |  | EF011919
|  | EC685 | Inverteri pidevvõimsus |  | Continuous power inverter | continuous power inverter | ETIM | W |  | EF026136
|  | EC700 | Juhtimisvõimsus |  | Control power | control power | ETIM | W |  | EF002189
|  | EC715 | Teisendustegur |  | Conversion coefficient, CC | coefficient for power generation efficiency, the value CC is equal to 2.5 | EN 14825:2018
|  | EC730 | Jahutusvõimsus |  | Cool power | cool power | ETIM | kW |  | EF000480
|  | EC745 | Jahutusvõimsus |  | Cooling capacity | cooling capacity | ETIM | kW |  | EF024949
|  | EC750 | Jahutusvõimsus 25 °C - 6/12 korral tajutavalt suur |  | Cooling capacity 25 °C - 6/12 perceived high | cooling capacity 25 °C - 6/12 perceived high | ETIM | W |  | EF024806
|  | EC755 | Jahutusvõimsus 25 °C - 6/12 korral tajutavalt väike |  | Cooling capacity 25 °C - 6/12 perceived low | cooling capacity 25 °C - 6/12 perceived low | ETIM | W |  | EF024808
|  | EC760 | Jahutusvõimsus 25 °C - 6/12 korral tajutavalt keskmine |  | Cooling capacity 25 °C - 6/12 perceived medium | cooling capacity 25 °C - 6/12 perceived medium | ETIM | W |  | EF024807
|  | EC765 | Jahutusvõimsus 25 °C - 7/12 tajutavalt suur |  | Cooling capacity 25 °C - 7/12 perceived high | cooling capacity 25 °C - 7/12 perceived high | ETIM | W |  | EF009279
|  | EC770 | Jahutusvõimsus 25 °C - 7/12 tajutavalt väike |  | Cooling capacity 25 °C - 7/12 perceived low | cooling capacity 25 °C - 7/12 perceived low | ETIM | W |  | EF009281
|  | EC775 | Jahutusvõimsus 25 °C - 7/12 tajutavalt keskmine |  | Cooling capacity 25 °C - 7/12 perceived medium | cooling capacity 25 °C - 7/12 perceived medium | ETIM | W |  | EF009280
|  | EC780 | Jahutusvõimsus 26 °C - 17/19 korral tajutavalt suur |  | Cooling capacity 26 °C - 17/19 perceived high | cooling capacity 26 °C - 17/19 perceived high | EN 16430-3:2015 | W |  | EF013916
|  | EC785 | Jahutusvõimsus 26 °C - 17/19 korral tajutavalt väike |  | Cooling capacity 26 °C - 17/19 perceived low | cooling capacity 26 °C - 17/19 perceived low | EN 16430-3:2015 | W |  | EF013918
|  | EC790 | Jahutusvõimsus 26 °C - 17/19 korral tajutavalt keskmine |  | Cooling capacity 26 °C - 17/19 perceived medium | cooling capacity 26 °C - 17/19 perceived medium | EN 16430-3:2015 | W |  | EF013917
|  | EC795 | Jahutusvõimsus 28 °C - 17/19 korral tajutavalt suur |  | Cooling capacity 28 °C - 17/19 perceived high | cooling capacity 28 °C - 17/19 perceived high | EN 16430-3:2015 | W |  | EF015300
|  | EC800 | Jahutusvõimsus 28 °C - 17/19 korral tajutavalt väike |  | Cooling capacity 28 °C - 17/19 perceived low | cooling capacity 28 °C - 17/19 perceived low | EN 16430-3:2015 | W |  | EF015299
|  | EC805 | Jahutusvõimsus, mis on kasutatav 35 °C juures |  | Cooling capacity, usable at 35 °C | cooling capacity, usable at 35 °C | ETIM | W |  | EF007330
|  | EC825 | Jahutuse kuivtermomeetri temperatuur (sees) |  | Cooling dry bulb (inside) | inside dry bulb temperature for cooling design | IFC | K | CoolingDryBulb
|  | EC830 | Jahutuse kuivtermomeetri temperatuur (väljas) |  | Cooling dry bulb (outside) | outside dry bulb temperature for cooling design | IFC | K | CoolingDryBulb
|  | EC840 | Jahutamise efektiivsus |  | Cooling efficiency | coefficient of performance: ratio of cooling energy output to energy input under full load operating conditions | IFC |  | CoolingEfficiency
|  | EC860 | Jahutusetalitluse sisendvõimsus |  | Cooling input power | cooling input power | ETIM | kW |  | EF024948
|  | EC880 | Jahutusvõimsus min/max |  | Cooling performance | cooling performance | ETIM | W/m² |  | EF008163
|  | EC885 | Jahutusomadused min/max 35/18 °C juures |  | Cooling performance at 35/18 °C | cooling performance at 35/18 °C | EN 14511-2:2018 | kW |  | EF009441
|  | EC890 | Jahutusomadused min/max 35/7 °C juures |  | Cooling performance at 35/7 °C | cooling performance at 35/7 °C | EN 14511-2:2018 | kW |  | EF009442
|  | EC910 | Jahutamise suhteline õhuniiskus |  | Cooling relative humidity | inside relative humidity for cooling design | IFC |  | CoolingRelativeHumidity |  | [0;1]
|  | EC915 | Jahutustemperatuuri muut |  | Cooling temperature delta | cooling temperature difference for calculating space air flow rates | IFC | K | CoolingTemperatureDelta
|  | EC920 | Jahutuse märja termomeetri temperatuur |  | Cooling wet bulb | outside wet bulb temperature for cooling design | IFC | K | CoolingWetBulb
|  | EC930 | Jahutustegur |  | Correction factor for cooling | correction factor k as a function of water flow rate (used to calculate cooling capacity) | IFC |  | CorrectionFactorForCooling
|  | EC935 | Kütte parandustegur |  | Correction factor for heating | correction factor k as a function of water flow rate (used to calculate heating capacity) | IFC |  | CorrectionFactorForHeating
|  | EC950 | Kambrikütte töötunnid |  | Crankcase heater mode operating hours, Hck | annual number of hours the unit is considered to be in crankcase heater mode, the value of which depends on the designated season and type of unit and operating mode(s) | EN 14825:2018 | h
|  | EC955 | Kambrikütte sisendvõimsus |  | Crankcase heater mode power input, Pck | power input of the unit due to crankcase heater operation mode | EN 14825:2018 | W
|  | EC960 | Kambrikütte töörežiim |  | Crankcase heater (operation) mode, Pcycc | condition where the unit has activated a heating device to avoid the refrigerant migrating to the compressor in order to limit the refrigerant concentration in oil at compressor start | EN 14825:2018
|  | EC980 | Keskmine jahutuskoormus |  | Cycling interval capacity for cooling, Pcycc | (time weighted) average cooling capacity output over the cycling interval test | EN 14825:2018 | kW
|  | EC983 | Keskmine küttekoormus |  | Cycling interval capacity for heating, Pcych | (time weighted) average heating capacity output over the cycling interval test | EN 14825:2018 | kW
|  | EC986 | Keskmine jahutuse efektiivsus |  | Cycling interval efficiency for cooling, EERcyc | average energy efficiency ratio over the cycling interval test (compressor switching on and off) | EN 14825:2018 | kWh/kWh
|  | EC989 | Keskmine kütmise efektiivsus |  | Cycling interval efficiency for heating, COPcyc | average coefficient of performance over the cycling interval test (compressor switching on and off) | EN 14825:2018 | kWh/kWh
| ED |  | Omadused, mis algavad tähega "D" (veeru "G" järgi) |  | Properties that start with letter "D" | terms (property names) are based on a given reference | CCI-EE
|  | ED170 | Märgitud võimsus |  | Declared capacity | cooling (Pdc) or heating (Pdh) capacity a unit can provide at any temperature condition A, B, C, D, E, F or G, as declared by the manufacturer | EN 14825:2018
|  | ED200 | Määratletud temperatuur |  | Defined temperature | the ambient temperature at which the thermal current/time-curve associated with this protection device is defined | IFC | K | DefinedTemperature
|  | ED225 | Sulatustemperatuuri efektiivsus |  | Defrost temperature effectiveness | temperature heat transfer effectiveness when defrosting is active | IFC |  | DefrostTemperatureEffectiveness |  | [0;1]
|  | ED235 | Efektiivsuse kadu |  | Degradation coefficient (Cd) | measure of efficiency loss due to the cycling | EN 14825:2018
|  | ED250 | Disaini ümbritsev temperatuur |  | Design ambient temperature | the highest and lowest local ambient temperature likely to be encountered | IFC | K | DesignAmbientTemperature
|  | ED270 | Projekteeritud koormus, Pdesign |  | Design load, Pdesign | space cooling (Pdesignc) or space heating (Pdesignh) load declared by the manufacturer at Tdesignc or Tdesignh conditions respectively | EN 14825:2018 | kW
|  | ED290 | Kastepunkti mõõtepiirkond |  | Dewpoint measuring range | dewpoint measuring range | ETIM | % |  | EF014222
|  | ED330 | Lülitussammude vaheline erinevus |  | Differential between switch steps | differential between switch steps | ETIM | K |  | EF022690
|  | ED340 | Diferentsiaalvahe, temperatuur |  | Differential gap, temperature | differential gap, temperature | ETIM | °C |  | EF007373
|  | ED350 | Diferentsiaalpiirkond / lüliti hüsterees |  | Differential range/switch hysteresis | differential range/switch hysteresis | ETIM | K |  | EF024281
|  | ED360 | Erinevuse väärtus |  | Differential value | differential value | ETIM | K |  | EF022691
|  | ED380 | Hämardusvõimsus kanali kohta |  | Dim capacity per channel | dim capacity per channel | ETIM | W |  | EF004598
|  | ED400 | Mõõtmeline soojusjuhtivus maapinnas |  | Dimensional thermal conductivity horizontally in the ground | dimensional thermal conductivity horizontally in the ground | ETIM | W/(m.K) |  | EF012732
|  | ED410 | Mõõtmeline soojusjuhtivus niiskuskindlas komponendis |  | Dimensional thermal conductivity in moisture protected building part | dimensional thermal conductivity in moisture protected building part | ETIM | W/(m.K) |  | EF012730
|  | ED420 | Mõõtmeline soojusjuhtivus välisseinas, vastu maapinda |  | Dimensional thermal conductivity on external wall, towards ground | dimensional thermal conductivity on external wall, towards ground | ETIM | W/(m.K) |  | EF012731
|  | ED450 | Kütteperioodi lõpp |  | Discontinued heating | indication whether discontinued heating is required/desirable from user/designer view point | IFC |  | DiscontinuedHeating |  | True;False
|  | ED540 | Ajami mootori võimsustarve |  | Drive engine power consumption | drive engine power consumption | ETIM | W |  | EF014246
|  | ED550 | Ajami võimsuskadu |  | Drive power loss | fan drive power losses associated with the type of connection between the motor and the fan wheel | IFC | W | DrivePowerLoss
|  | ED560 | Kuiv jahuti |  | Dry cooler | self-contained system that cools a single-phase liquid by rejecting sensible heat via a heat exchanger to air that is mechanically circulated by integral fan(s) | EN 14825:2018
|  | ED575 | Kuivtermomeetri temperatuur |  | Dry bulb temperature | dry bulb temperature of the air | IFC | K | DryBulbTemperature
|  | ED845 | dT kütteõhk |  | dT heating air | dT heating air | ETIM | K |  | EF022300
| EE |  | Omadused, mis algavad tähega "E" (veeru "G" järgi) |  | Properties that start with letter "E" | terms (property names) are based on a given reference | CCI-EE
|  | EE200 | Tõhus sisendvõimsus |  | Effective power input | average electrical power input of the unit within the defined interval of time | EN 14511-1:2018
|  | EE205 | Efektiivne sisendvõimsus kompressori väljalülitatud olekus (Pcoff) |  | Effective power input during compressor-off state (Pcoff) | total power input of the unit when the compressor is switched off in active mode, used for the determination of the degradation coefficient Cd | EN 14825:2018 | kW
|  | EE210 | Efektiivne sisendvõimsus deklareeritud võimsusega (Pcon) |  | Effective power input with declared capcaity (Pcon) | total power input when the unit is operating at part load condition, used for the determination of the degradation coefficient Cd | EN 14825:2018 | kW
|  | EE225 | Efektiivne siinusvõimsus kanali kohta |  | Effective sinus power per channel | effective sinus power per channel | ETIM | W |  | EF012355
|  | EE245 | Efektiivsuse tabel |  | Effectiveness table | total heat transfer effectiveness curve as a function of the primary air flow rate | IFC |  | EffectivenessTable
|  | EE260 | Tõhusus |  | Efficiency (equipment) | efficiency (equipment - e.g. boilers, heaters) | ETIM | % |  | EF022931
|  | EE270 | Tõhusus (väljuva õhu filter) |  | Efficiency exhaust filter | efficiency exhaust filter | EN ISO 16890-1:2016 | % |  | EF013389
|  | EE280 | Kasutegur öko-mooduses |  | Efficiency in eco-mode | efficiency in eco-mode | ETIM | % |  | EF009407
|  | EE290 | Tõhusaus (sissepuhke õhu filter) |  | Efficiency supply filter | efficiency supply filter | EN ISO 16890-1:2016 | % |  | EF014694
|  | EE350 | Elektrigeneraatori efektiivsus |  | Electric generator efficiency | the ratio of output capacity to intake capacity | IFC |  | ElectricGeneratorEfficiency
|  | EE375 | Elektrimootori kasutegur |  | Electric motor efficiency | the ratio of output capacity to intake capacity | IFC |  | ElectricMotorEfficiency
|  | EE380 | Elektriline lisaküttekeha |  | Electric supplementary heater | real or assumed electric supplementary heater, with a COP of 1, considered in the calculation of SCOP and SCOPon | EN 14825:2018
|  | EE385 | Elektrilise lisaküttekeha võimsus, elbu (Tj) |  | Electric supplementary heater capacity, elbu (Tj) | heating capacity of a real or assumed electric supplementary heater supplementing the declared capacity for heating when the capacity of the unit is lower than the heat load for a specific bin temperature Tj | EN 14825:2018 | kW
|  | EE400 | Elektriühenduse tunnussuurus |  | Electrical connection rating | electrical connection rating | ETIM | W |  | EF012348
|  | EE415 | Elektritarve |  | Electricity | the amount of electricity consumed during the period specified in the time series | IFC | J | Electricity
|  | EE475 | Energia neeldumine |  | Energy absorption | energy absorption capacity of the element | IFC | J | EnergyAbsorption
|  | EE485 | Energia neeldumise tolerants |  | Energy absorption tolerance | manufacturing tolerance on energy absorption | IFC |  | EnergyAbsorptionTolerance
|  | EE495 | Aastane energiavajadus |  | Energy consumption | annual energy consumption requirement | IFC |  | EnergyConsumption
|  | EE500 | Energiatarve |  | Energy consumption (socket) | energy consumption (socket) | ETIM | W |  | EF000777
|  | EE505 | Energiatarve (tavaküte) |  | Energy consumption (conventional heating) | energy consumption (conventional heating) | ETIM | kWh |  | EF008748
|  | EE510 | Energiatarve (pürolüütiline isepuhastus) |  | Energy consumption (pyrolytic self-cleaning) | energy consumption (pyrolytic self-cleaning) | ETIM | kWh |  | EF008750
|  | EE515 | Energiatarve (õhu/kuumaõhu ringlus) |  | Energy consumption (recirculating air/hot air) | energy consumption (recirculating air/hot air) | ETIM | kWh |  | EF008749
|  | EE520 | Energiatarbimine puhkeolekus |  | Energy consumption at rest | energy consumption at rest | ETIM | W |  | EF013083
|  | EE525 | Gaasiahju tavatsükli energiatarve |  | Energy consumption gas oven per cycle conventional | energy consumption gas oven per cycle conventional | ETIM | MJ |  | EF012349
|  | EE530 | Sundkonvektsiooniga gaasiahju energiatarve |  | Energy consumption gas oven per cycle forced air convection | energy consumption gas oven per cycle forced air convection | ETIM | MJ |  | EF012350
|  | EE535 | Energiakulu opereerimisel |  | Energy consumption in operation | energy consumption in operation | ETIM | W |  | EF013082
|  | EE540 | Tavatsükli energiatarve |  | Energy consumption per cycle conventional | energy consumption per cycle conventional | ETIM | kWh |  | EF012335
|  | EE545 | Sundkonvektsiooniga tsükli energiatarve |  | Energy consumption per cycle forced air convection | energy consumption per cycle forced air convection | ETIM | kWh |  | EF012336
|  | EE550 | Energiatarve kuivatusprogrammi "puuvill" korral |  | Energy consumption per drying program "cotton" | energy consumption per drying program "cotton" | ETIM | kWh |  | EF008751
|  | EE555 | Energiatarve protsessi kohta (temperatuur 45-60 °C) |  | Energy consumption per process (temperature 45-60 °C) | energy consumption per process (temperature 45-60 °C) | ETIM | kWh |  | EF025325
|  | EE560 | Energiatarve/standardprogrammi kohta |  | Energy consumption/program using standard program | energy consumption/program using standard program | ETIM | kWh |  | EF008714
|  | EE565 | Energiatarve standardprogrammi kohta "puuvill 60 °C" |  | Energy consumption/standard program "cotton 60 °C" | energy consumption/standard program "cotton 60 °C" | ETIM | kWh |  | EF008719
|  | EE585 | Energia muundamise efektiivsus |  | Energy conversion efficiency | measure of the efficiency of conversion of fuel energy to mechanical energy | IFC | [0;1] | EnergyConversionEfficiency
|  | EE600 | Energiatõhususklass |  | Energy efficiency class | energy efficiency class (lamps) | ETIM |  |  | EF000758 | A++;A+;A;b;C;D;D;E;F;G
|  | EE605 | Energiatõhususe klass (2010/30/EL) |  | Energy efficiency class (2010/30/EU) | energy efficiency class (2010/30/EU) | 2010/30/EU |  |  | EF016322 | A+++;A++;A+;A;B;C;D;E;F;G
|  | EE610 | Energiatõhususe klass (2017/1369/EL) |  | Energy efficiency class (2017/1369/EU) | energy efficiency class (2017/1369/EU) | 2017/1369/EU |  |  | EF016321 | A;B;C;D;E;F;G
|  | EE615 | Energiatõhususe klass (liftid, eskalaatorid) |  | Energy efficiency class (lifts, escalators, moving walks) | energy efficiency class (lifts, escalators, moving walks) | EN ISO 25745-2:2015 |  |  | EF012512 | A;B;C;D;E;F;G
|  | EE620 | Ruumikütte energiatõhususklass |  | Energy efficiency class (room heating) | energy efficiency class (room heating) | ETIM |  |  | EF010855 | A+++;A++;A+;A;B;C;D;E;F;G
|  | EE625 | Veekütte energiatõhususklass |  | Energy efficiency class (water heating) | energy efficiency class (water heating) | ETIM |  |  | EF010856 | A+++;A++;A+;A;B;C;D;E;F;G
|  | EE630 | Energiatõhususe klassi integreeritud õhupuhasti (2010/30/EL) |  | Energy efficiency class integrated cooker hood (2010/30/EU) | energy efficiency class integrated cooker hood (2010/30/EU) | 2010/30/EU |  |  | EF016382 | A+++;A++;A+;A;B;C;D;E;F;G
|  | EE645 | Energiatõhususe suhtarv (EER) |  | Energy efficiency ratio, EER | ratio of the total cooling capacity to the effective power input of the unit | EN 14511-1:2018 | W/W | EnergyEfficiencyRatio
|  | EE650 | Energiatõhususe koefitsient deklareeritud võimsusel, EERd |  | Energy efficiency ratio at declared capacity, EERd | declared cooling capacity of the unit divided by the effective power input of a unit at specific temperature conditions A, B, C, D | EN 14825:2018 | kW/kW
|  | EE655 | Energiatõhususe suhe osakoormusel, EERbin |  | Energy efficiency ratio at part load, EERbin | energy effiiciency ratio at the declared capacity, corrected with the degradation coefficient, where applicable | EN 14825:2018 | kW/kW
|  | EE660 | Energiatõhusus ruumi kütmisel |  | Energy efficiency room heating | energy efficiency room heating | ETIM | % |  | EF015357
|  | EE680 | Tajutav energia juurdekasv |  | Energy gain sensible | the sum of total energy gains for the spaces served by the system during the peak cooling conditions, plus any system-level sensible energy gains | IFC | W | EnergyGainSensible
|  | EE685 | Kogu energia juurdekasv |  | Energy gain total | the total amount of energy gains for the spaces served by the system during the peak cooling conditions, plus any system-level total energy gains | IFC | W | EnergyGainTotal
|  | EE700 | Energiakadu |  | Energy loss | the sum of energy losses for the spaces served by the system during the peak heating conditions | IFC | W | EnergyLoss
|  | EE710 | Energiatõhususe klass |  | Energy performance class | energy property indicating class of consumption according to regulation | Directive 2010/31/EU |  |  |  | A;B;C;D;E;F;G;H
|  | EE720 | Energiaallikas (mootor) |  | Energy source (engine) | the source of energy | IFC |  | EnergySource |  | Diesel;Gasoline;Natural gas;Propane;Biodiesel;Sewage gas;Hydrogen;Bifuel;Other;Unknown;Unset
|  | EE725 | Energiaallikas (allikas) |  | Energy source (source) | enumeration defining the energy source or fuel cumbusted to generate heat | IFC |  | EnergySource |  | Coal;Coal pulverized;Electricity;Gas;Oil;Propane;Wood;Wood chip;Wood pellet; Wood pulverized;Other;Not known;Unset
|  | EE730 | Energiaallikate tarbimine |  | Energy source consumption | energy consumption | IFC | J | EnergySourceConsumption
|  | EE760 | Varustuse energia juurdekasv |  | Equipment sensible | heat gains and losses from equipment | IFC | W | EquipmentSensible
|  | EE770 | Aktiivse režiimi ekvivalenttunnid jahutamiseks, Hce |  | Equivalent active mode hours for cooling, Hce | assumed annual number of hours while the unit is assumed to operate at the design load for cooling (Pdesignc) in order to satisfy the reference annual cooling demand | EN 14825:2018 | h
|  | EE775 | Aktiivse režiimi ekvivalenttunnid kütmiseks, Hhe |  | Equivalent active mode hours for heating, Hhe | assumed annual number of hours while the unit is assumed to operate at the design load for heating (Pdesignh) in order to satisfy the reference annual heating demand | EN 14825:2018 | h
|  | EE800 | Hinnanguline energiatarve aastas (280 standardprogrammi) |  | Estimated energy consumption/year (280 standard programs) | estimated energy consumption/year (280 standard programs) | ETIM | kWh |  | EF011861
|  | EE850 | Euro-omaduste tase |  | European efficiency | European efficiency | ETIM | % |  | EF004662
|  | EE900 | Aurustumistemperatuur |  | Evaporating temperature | refrigerant evaporating temperature | IFC | K | EvaporatingTemperature
|  | EE910 | Aurusti meediumi tüüp |  | Evaporator medium type | ColdLiquid: Evaporator is using liquid type of fluid to exchange heat with refrigerant; ColdAir: Evaporator is using air to exchange heat with refrigerant | IFC |  | EvaporatorMediumType |  | Cold liquid;Cold air;Other;Not known;Unset
|  | EE940 | Heitõhk |  | Exhaust air | air flow discharged to the atmosphere | EN 12792:2003 | W | ExhaustAir
|  | EE950 | Väljalaske temperatuur |  | Exhaust temperature | exhaust temperature | ETIM | °C |  | EF025047
|  | EE970 | Eksponent |  | Exponent | characteristic exponent, slope of log(heat output) vs log (surface temperature minus environmental temperature) | IFC |  | Exponent
|  | EE980 | Väline soojusülekandetegur |  | Exterior heat transfer coefficient | exterior heat transfer coefficient associated with exterior surface area | IFC | W/m2 K | ExteriorHeatTransferCoefficient
| EF |  | Omadused, mis algavad tähega "F" (veeru "G" järgi) |  | Properties that start with letter "F" | terms (property names) are based on a given reference | CCI-EE
|  | EF100 | Ventilaatori võimsus |  | Fan power | fan motor loads contributing to the cooling load | IFC | W | FanPower
|  | EF125 | Ventilaatori võimsustarve |  | Fan power rate | fan power consumption | IFC | W | FanPowerRate
|  | EF325 | Põlemiskoormus |  | Fire load | fire load | ETIM | kWh |  | EF006773
|  | EF350 | Tuleanduri seadepunkt |  | Fire sensor set point | the temperature value to be sensed to indicate the presence of fire | IFC | K | FireSensorSetPoint
|  | EF360 | Fikseeritud väljund |  | Fixed outlet | water(brine) outlet temperature that is used when the control of the unit has no means to automatically vary the water(brine) outlet temperature with the outdoor temperature | EN 14825:2018
|  | EF420 | Leekpunkt |  | Flash point | flash point | ETIM | °C |  | EF026012
|  | EF500 | Trafo võimsus |  | For transformer power | for transformer power | ETIM | W |  | EF000287
|  | EF520 | Fossiilkütusel baseeruv kütteseade |  | Fossil fuel supplementary heater | fossil fuel supplementary heater supplied together with the unit and considered in the calculation of SCOP and SCOPon | EN 14825:2018
|  | EF540 | Fossiilkütteseadme efektiivsus |  | Fossil fuel heater efficiency, ηssup | seasonal space heating energy efficiency of a fossil fuel heater, used either as a supplementary heater or as a second heat generator of a hybrid heat pump | EN 14825:2018 | %
|  | EF570 | Saastetegur |  | Fouling factor | fouling factor of the tubes in the tube bundle | IFC | m2 K/W | FoulingFactor
|  | EF630 | Fraktsiooni konvektiivne soojusülekanne |  | Fraction convective heat transfer | fraction of the total heat transfer rate as the convective heat transfer | IFC |  | FractionConvectiveHeatTransfer |  | [0;1]
|  | EF650 | Mootori soojuseraldus |  | Fraction of motor heat to air stream | fraction of the motor heat released into the fluid flow | IFC |  | FractionOfMotorHeatToAirStream |  | [0;1]
|  | EF670 | Soojuskiirguse ülekande osa |  | Fraction radiant heat transfer | fraction of the total heat transfer rate as the radiant heat transfer | IFC |  | FractionRadiantHeatTransfer |  | [0;1]
|  | EF690 | Külmumispunkt |  | Freezing point | the freezing point of the material (fluid) | IFC | °C | FreezingPoint | EF011074
|  | EF710 | Hõõrdesoojuse ülekanne |  | Friction heat gain | friction heat gain | IFC | W | FrictionHeatGain
|  | EF730 | Külmumis-/jäätumis-/soolakindlus |  | Frost-/icing salt resistance | frost-/icing salt resistance | ETIM | kg/m² |  | EF026352
|  | EF750 | Külmakindlus |  | Frost resistance | thermal property that indicates whether a structure is resistant to freezing | EN 13687-3:2002 |  |  |  | True;False
|  | EF770 | Külmakindel |  | Frost-proof to | frost-proof to | ETIM | °C |  | EF002312
|  | EF840 | Täiskoormus, Pdesignr |  | Full load, Pdesignr | process cooling load declared by the manufacturer at reference ambient temperature | EN 14825:2018 | kW
|  | EF850 | Kasutegur täiskoormusel |  | Full-load efficiency | full-load efficiency | ETIM | % |  | EF009244
|  | EF860 | Täiskoormuse suhe |  | Full load ratio | ratio of actual power to full load power as a quadratic function of part load, at certain condensing and evaporating temperature, FracFullLoadPower = f ( PartLoadRatio) | IFC |  | FullLoadRatio |  | [0;1]
|  | EF870 | Täiskoormuse kõver |  | Full load ratio curve | ratio of actual power to full load power as a quadratic function of part load, at certain condensing and evaporating temperature, FracFullLoadPower = f ( PartLoadRatio) | IFC |  | FullLoadRatioCurve
|  | EF890 | Sulavühenduse temperatuur |  | Fusible link temperature | the temperature that the fusible link melts | IFC | K | FusibleLinkTemperature
| EG |  | Omadused, mis algavad tähega "G" (veeru "G" järgi) |  | Properties that start with letter "G" | terms (property names) are based on a given reference | CCI-EE
|  | EG100 | Gaasiühenduse tunnussuurus |  | Gas connection rating | gas connection rating | ETIM | W |  | EF012347
|  | EG300 | Generaatori võimsus |  | Generator power | generator power | ETIM | kW |  | EF009257
|  | EG500 | Ülemine kütteväärtus (konstantne ruumala) |  | Gross calorific value (at constant volume) | absolute value of the specific energy of combustion, in joules for unit mass of a solid biofuel burned in oxygen in a calorimetric bomb under the conditions specified | EN ISO 18125:2017 | MJ/kg
| EH |  | Omadused, mis algavad tähega "H" (veeru "G" järgi) |  | Properties that start with letter "H" | terms (property names) are based on a given reference | CCI-EE
|  | EH050 | Kontrollitav õhuniiskus (hoone) |  | Has controllable humidity (building) | defines if the humidity at a building level can be controlled | EN 16309:2014 |  |  |  | True;False
|  | EH060 | Kontrollitav õhuniiskus (ruum) |  | Has controllable humidity (room) | defines if the humidity at a room level can be controlled | EN 16309:2014 |  |  |  | True;False
|  | EH070 | Kontrollitav operatiivtemperatuur (hoone) |  | Has controllable operative temperature (building) | defines if the operative temperature at a building level can be controlled | EN 16309:2014 |  |  |  | True;False
|  | EH080 | Kontrollitav operatiivtemperatuur (ruum) |  | Has controllable operative temperature (room) | defines if the operative temperature at a room level can be controlled | EN 16309:2014 |  |  |  | True;False
|  | EH090 | Kontrollitav õhukiirus (hoone) |  | Has controllable room air velocity (building) | defines if the room air velocity (and distribution) at a building level can be controlled | EN 16309:2014 |  |  |  | True;False
|  | EH100 | Kontrollitav õhukiirus (ruum) |  | Has controllable room air velocity (room) | defines if the room air velocity (and distribution) at a room level can be controlled | EN 16309:2014 |  |  |  | True;False
|  | EH130 | Jäätumisvaba |  | Has defrost | has the heat exchanger has defrost function or not | IFC |  | HasDefrost |  | True;False
|  | EH140 | CO2 näit (ruum) |  | Has display of CO2 concentration (room) | defines if there is measurement and display of concentration of CO2 at a room level | EN 16309:2014 |  |  |  | True;False
|  | EH150 | Õhuniiskuse näit (ruum) |  | Has display of humidity | defines if there is measurement and display of humidity at a building and/or room level | EN 16309:2014 |  |  |  | True;False
|  | EH160 | Temperatuuri näit (hoone) |  | Has display of temperature (building) | defines if there is measurement and display of temperature at a building level | EN 16309:2014 |  |  |  | True;False
|  | EH170 | Temperatuur näit (ruum) |  | Has display of temperature (room) | defines if there is measurement and display of temperature at a room level | EN 16309:2014 |  |  |  | True;False
|  | EH190 | Temperatuuri regulaator |  | Has integral control | if (=True), a self powered temperature control is included in the AirTerminal | IFC |  | HasIntegralControl |  | True;False
|  | EH220 | Soojusisolatsiooniga |  | Has thermal insulation | if (=True), the air terminal has thermal insulation | IFC |  | HasThermalInsulation |  | True;False
|  | EH240 | Reguleeritav ventilatsioon (hoone) |  | Has ventilation control (building) | the property of user- and control-system-related aspects of indoor air quality to state if there is a control of ventilation at a building level | EN 16309:2014 |  |  |  | True;False
|  | EH250 | Reguleeritav ventilatsioon (kasutaja) |  | Has ventilation control (user) | the property of user- and control-system-related aspects of indoor air quality to state if ventilation can be controlled by the users with automatic control and/or with manual override by users | EN 16309:2014 |  |  |  | True;False
|  | EH350 | Isolatsioonimaterjali soojusjuhtivus (ʎ) |  | Heat conduction coefficient insulation material (ʎ) | heat conduction coefficient insulation material (ʎ) | ETIM | W/(m.K) |  | EF016234
|  | EH375 | Soojuse emissioon |  | Heat emission | heat emission | ETIM | kW |  | EF023974
|  | EH385 | Soojuse emissioon (EN 442) |  | Heat emission (EN 442) | heat emission (EN 442) | EN 442-1:2014 |  |  | EF024649 | True;False
|  | EH390 | Soojuse emissioon 20°C - 70/40 |  | Heat emission 20 °C - 70/40 | heat emission 20 °c - 70/40 | ETIM | W |  | EF012564
|  | EH395 | Soojuse emissioon 20°C - 75/65 suur |  | Heat emission 20 °C - 75/65 high | heat emission 20 °c - 75/65 high | ETIM | W |  | EF013913
|  | EH400 | Soojuse emissioon 20°C - 75/65 väike |  | Heat emission 20 °C - 75/65 low | heat emission 20 °c - 75/65 low | ETIM | W |  | EF013915
|  | EH405 | Soojuse emissioon 20°C - 75/65 keskmine |  | Heat emission 20 °C - 75/65 medium | heat emission 20 °c - 75/65 medium | ETIM | W |  | EF013914
|  | EH410 | Soojuse emissioon 20°C - 90/70 suur |  | Heat emission 20 °C - 90/70 high | heat emission 20 °c - 90/70 high | ETIM | W |  | EF024803
|  | EH415 | Soojuse emissioon 20°C - 90/70 väike |  | Heat emission 20 °C - 90/70 low | heat emission 20 °c - 90/70 low | ETIM | W |  | EF024805
|  | EH420 | Soojuse emissioon 20°C - 90/70 keskmine |  | Heat emission 20 °C - 90/70 medium | heat emission 20 °c - 90/70 medium | ETIM | W |  | EF024804
|  | EH425 | Soojuse emissioon 20°C - 35/30 suur |  | Heat emission 20 °C - 35/30 high | heat emission 20 °C - 35/30 high | EN 16430-2:2015 | W |  | EF015296
|  | EH430 | Soojuse emissioon 20°C - 35/30 väike |  | Heat emission 20 °C - 35/30 low | heat emission 20 °C - 35/30 low | EN 16430-2:2015 | W |  | EF015298
|  | EH435 | Soojuse emissioon 20°C - 35/30 keskmine |  | Heat emission 20 °C - 35/30 medium | heat emission 20 °C - 35/30 medium | EN 16430-2:2015 | W |  | EF015297
|  | EH440 | Soojuse emissioon 20°C - 40/35 suur |  | Heat emission 20 °C - 40/35 high | heat emission 20 °C - 40/35 high | EN 16430-2:2015 | W |  | EF015293
|  | EH445 | Soojuse emissioon 20°C - 40/35 väike |  | Heat emission 20 °C - 40/35 low | heat emission 20 °C - 40/35 low | EN 16430-2:2015 | W |  | EF015295
|  | EH450 | Soojuse emissioon 20°C - 40/35 keskmine |  | Heat emission 20 °C - 40/35 medium | heat emission 20 °C - 40/35 medium | EN 16430-2:2015 | W |  | EF015294
|  | EH455 | Soojuse emissioon 20°C - 45/35 suur |  | Heat emission 20 °C - 45/35 high | heat emission 20 °C - 45/35 high | EN 16430-2:2015 | W |  | EF015290
|  | EH460 | Soojuse emissioon 20°C - 45/35 väike |  | Heat emission 20 °C - 45/35 low | heat emission 20 °C - 45/35 low | EN 16430-2:2015 | W |  | EF015292
|  | EH465 | Soojuse emissioon 20°C - 45/35 keskmine |  | Heat emission 20 °C - 45/35 medium | heat emission 20 °C - 45/35 medium | EN 16430-2:2015 | W |  | EF015291
|  | EH470 | Soojuse emissioon 20°C - 55/45 suur |  | Heat emission 20 °C - 55/45 high | heat emission 20 °C - 55/45 high | EN 16430-2:2015 | W |  | EF015289
|  | EH475 | Soojuse emissioon 20°C - 55/45 väike |  | Heat emission 20 °C - 55/45 low | heat emission 20 °C - 55/45 low | EN 16430-2:2015 | W |  | EF015284
|  | EH480 | Soojuse emissioon 20°C - 55/45 keskmine |  | Heat emission 20 °C - 55/45 medium | heat emission 20 °C - 55/45 medium | EN 16430-2:2015 | W |  | EF015288
|  | EH485 | Soojuse emissioon 20°C - 55/45 |  | Heat emission 20 °C - 55/45 | heat emission 20 °C - 55/45 | EN 442-2:2014 | W |  | EF015667
|  | EH490 | Soojuse emissioon 20°C - 75/65 |  | Heat emission 20 °C - 75/65 | heat emission 20 °C - 75/65 | EN 442-2:2014 | W |  | EF024605
|  | EH520 | Soojusenergia kogus |  | Heat energy amount | the amount of heat energy consumed during the period specified in the time series | IFC | J | Heat
|  | EH530 | Soojuskoormus |  | Heat load | thermal property that indicates heat demand | CCI-EE | W
|  | EH540 | Soojuseraldus |  | Heat output | total nominal heat output as listed by the boiler manufacturer | IFC | J | HeatOutput
|  | EH550 | Soojuseülekanne |  | Heat output rate | overall heat transfer rate | IFC | W | HeatOutputRate
|  | EH560 | Soojustagastusvõimsus |  | Heat recovery capacity | heat removed by the heat transfer medium of the heat recovery heat exchanger, per unit of time | EN 14511-1:2018
|  | EH565 | Soojustagastuse tõhusus |  | Heat recovery efficiency | ratio of the total capacity of the system (heating plus cooling capacity) to the effective power input when operating in the heat recovery mode | EN 14511-1:2018
|  | EH575 | Soojuse eemalduse võimsus |  | Heat rejection rate (heat rejection capacity) | sum of the refrigeration effect and the heat equivalent of the power input to the compressor | EN 14511-1:2018 | W | HeatRejectionRate
|  | EH585 | Soojustakistus Rd |  | Heat resistance Rd | heat resistance Rd | ETIM | (m².K)/W |  | EF025346
|  | EH600 | Soojusülekandetegur |  | Heat transfer coefficient | heat transfer coefficient-area product (between a fluid and a solid) | IFC |  | HeatTransferCoefficient
|  | EH605 | Soojusülekande viis |  | Heat transfer dimension | indicates how heat is transmitted according to the shape of the space heater | IFC |  | HeatTransferDimension |  | Point;Path;Surface;Other;Not known;Unset
|  | EH610 | Soojuskandja |  | Heat transfer medium | enumeration defining the heat transfer medium if applicable | IFC |  | HeatTransferMedium |  | Water;Steam;Other;Not known;Unset
|  | EH615 | Soojusülekande tüüp |  | Heat transfer type enum | type of heat transfer between the two air streams | IFC |  | HeatTransferTypeEnum |  | Sensible;Latent;Other;Not known;Unset
|  | EH630 | Kütteõhu vooluhulk |  | Heating air flow rate | heating air flow rate in the space | IFC | m3/s | HeatingAirflowRate
|  | EH650 | Küttevõimsus |  | Heating capacity | heat given off by the unit to the heat transfer medium per unit of time | EN 14511-1:2018 | W | HeatingCapacity | EF000344
|  | EH655 | Küttevõimsus (soojusisolatsioon) |  | Heating capacity (thermal isolation) | heating capacity (thermal isolation) | ETIM | W/m² |  | EF021959
|  | EH660 | Küttevõimsus 0/35 °C (B0/W35) |  | Heating capacity at 0/35 °C (B0/W35) | heating capacity at 0/35 °C (B0/W35) | EN 14511-2:2018 | kW |  | EF013957
|  | EH665 | Küttevõimsus 10/35 °C (W10/W35) |  | Heating capacity at 10/35 °C (W10/W35) | heating capacity at 10/35 °C (W10/W35) | EN 14511-2:2018 | kW |  | EF013958
|  | EH670 | Küttevõimsus 7/35 °C |  | Heating capacity at 7/35 °C | heating capacity at 7/35 °C | EN 14511-2:2018 | kW |  | EF025889
|  | EH690 | Küttejuhi erivõimsus |  | Heating conductor load | heating conductor load | ETIM | W/m |  | EF002197
|  | EH700 | Kütte tase |  | Heating degree | heating degree (residential heating) | ETIM | % |  | EF002208
|  | EH710 | Arvutuslik õhuvooluhulk kütmisel |  | Heating design airflow | the air flowrate required during the peak heating conditions, but could also be determined by minimum ventilation requirement or minimum air change requirements | IFC | m3/s | HeatingDesignAirflow
|  | EH720 | Kütte kuivtermomeetri temperatuur (sees) |  | Heating dry bulb (inside) | inside dry bulb temperature for heating design | IFC | K | HeatingDryBulb
|  | EH725 | Kütte kuivtermomeetri temperatuur (väljas) |  | Heating dry bulb (outside) | outside dry bulb temperature for heating design | IFC | K | HeatingDryBulb
|  | EH735 | Kütte efektiivsus |  | Heating efficiency | heating efficiency under full load heating conditions | IFC |  | HeatingEfficiency
|  | EH750 | Küttetalitluse sisendvõimsus |  | Heating input power | heating input power | ETIM | kW |  | EF024950
|  | EH760 | Soojuspumba küttevõimsus |  | Heating power heat pump | heating power heat pump | ETIM | kW |  | EF002210
|  | EH770 | Suhteline õhuniiskus kütmisel |  | Heating relative humidity | inside relative humidity for heating design | IFC |  | HeatingRelativeHumidity
|  | EH790 | Küttetemperatuuri muut |  | Heating temperature delta | heating temperature difference for calculating space air flow rates | IFC | K | HeatingTemperatureDelta
|  | EH810 | Vee vooluhulk kütmisel |  | Heating water flow rate | water flow rate for heating | IFC | m3/s | HeatingWaterflowRate
|  | EH820 | Kütte märja termomeetri temperatuur |  | Heating wet bulb | outside wet bulb temperature for heating design | IFC | K | HeatingWetBulb
|  | EH830 | Kuumuskindel |  | Heat-resistant | is heat resistant (=True) or not (=False) | ETIM |  |  | EF000023 | True;False
|  | EH860 | Kõrge efektiivsusega pump |  | High efficiency pump | high efficiency pump | (EN) No 547/2012;(EC) No 641/2009 |  |  | EF015496 | True;False
|  | EH870 | Kõrge temperatuuriga seade |  | High temperature application | application where the unit delivers its declared heating capacity at an indoor heat exchanger water(brine) outlet temperature of 65 ˚C | EN 14825:2018
|  | EH890 | Kütteväärtus (ülemine nivoo) |  | Higher heating value | higher heating value is defined as the amount of energy released (MJ/kg) when a fuel is burned completely, and H2O is in liquid form in the combustion products | IFC | J/kg | HigherHeatingValue
|  | EH960 | Hüübriid soojuspump |  | Hybrid heat pump | encased assembly or assemblies designed as a unit consisting of an air/water(brine)/DX-to-water(brine) electrically driven heat pump with a second heat generator using fossil fuel, and managed by a common controller providing an optimized operation of the heat generators for space heating | EN 14825:2018
|  | EH970 | Hügrotermiline hinnang |  | Hygrothermal rating | resistence against hygrothermal impact from different temperatures and humidities inside and outside | IFC |  | HygrothermalRating
| EJ |  | Omadused, mis algavad tähega "I"/"J" (veeru "G" järgi) |  | Properties that start with letter "I"/"J" | terms (property names) are based on a given reference | CCI-EE
|  | EJ050 | Ideaalne võimsus |  | Ideal capacity | compressor capacity under ideal conditions | IFC | W | IdealCapacity
|  | EJ075 | Ideaalne võlli võimsus |  | Ideal shaft power | compressor shaft power under ideal conditions | IFC | W | IdealShaftPower
|  | EJ275 | Infiltratsioon (tunnetatav) |  | Infiltration sensible | heat gains and losses from infiltration | IFC | W | InfiltrationSensible
|  | EJ285 | Individuaalne kliimaseadistus |  | Individual climate setting | usage property that indicates whether the climate of a space can be controlled individually by the user | CCI-EE
|  | EJ300 | Sisendvõimsus |  | Input power | input power to the compressor motor | IFC | W | InputPower
|  | EJ340 | Paigaldussuurus/võimsus |  | Installation size/power | installation size/power | ETIM | kWp |  | EF004361
|  | EJ360 | Servapuidu isolatsiooniväärtus (U) |  | Insulation value edge timber (U) | insulation value edge timber (U | ETIM | W/(m².K) |  | EF010084
|  | EJ380 | Isoleeritus osa isolatsiooniväärtus (U) |  | Insulation value isolated part (U) | insulation value isolated part (U) | ETIM | W/(m².K) |  | EF010085
|  | EJ410 | Sisemine soojusülekandetegur |  | Interior heat transfer coefficient | interior heat transfer coefficient associated with interior surface area | IFC | W/m2 K | InteriorHeatTransferCoefficient
|  | EJ440 | Keskmise temperatuuriga seade |  | Intermediate temperature application | application where the unit delivers its declared heating capacity at an indoor heat exchanger water(brine) outlet temperature of 45 ˚C, at standard conditions | EN 14825:2018
|  | EJ550 | Kohandatav |  | Is adaptable | the property of adaptability of building which allows to accommodate for individual user requirements, the change of user requirements, technical changes or change of use | EN 16309:2014 |  |  |  | True;False
|  | EJ570 | Köetav pind |  | Is heatable | indication of whether the object or area is heatable | CCI-EE |  |  |  | True;False
|  | EJ590 | Ruumitemperatuuriga pind |  | Is heatable with room temperature | indication of whether the object or area is heatable to room temperature | CCI-EE |  |  |  | True;False
|  | EJ610 | Soojaveemahutiga |  | Is water storage heater | this is used to identify if the boiler has storage capacity (=True); if (=False), then there is no storage capacity built into the boiler, such as an instantaneous hot water heater | IFC |  | IsWaterStorageHeater |  | True;False
| EL |  | Omadused, mis algavad tähega "L" (veeru "G" järgi) |  | Properties that start with letter "L" | terms (property names) are based on a given reference | CCI-EE
|  | EL040 | Lambda väärtus |  | Lambda value | lambda value | ETIM | W/(m.K) |  | EF011752
|  | EL080 | Lambi võimsus |  | Lamp power | light source wattage rating | ETIM | W |  | EF000035
|  | EL085 | Lambi võimsus (vahemik) |  | Lamp power (range) | lamp power (range) | ETIM | W |  | EF011586
|  | EL095 | Lambi võimsus hõõgniidiga 1 |  | Lamp power filament 1 | lamp power filament 1 | ETIM | W |  | EF004280
|  | EL100 | Lambi võimsus hõõgniidiga 2 |  | Lamp power filament 2 | lamp power filament 2 | ETIM | W |  | EF004281
|  | EL110 | Luminofoorlampide võimsus |  | Lamp power of fluorescent batten | lamp power of fluorescent batten | ETIM | W |  | EF001291
|  | EL120 | Lambi võimsus jala kohta |  | Lamp power per foot | lamp power per foot | ETIM | W |  | EF012122
|  | EL130 | Lambi võimsus meetri kohta |  | Lamp power per meter | lamp power per meter | ETIM | W |  | EF008319
|  | EL145 | Abilambi võimsus |  | Lamp wattage auxiliary lamp | lamp wattage auxiliary lamp | ETIM | W |  | EF007901
|  | EL155 | Põhilambi võimsus |  | Lamp wattage main lamp | lamp wattage main lamp | ETIM | W |  | EF007900
|  | EL175 | Varjatud jahutusvõimsus |  | Latent cooling capacity | capacity of the unit for removing latent heat from the evaporator intake air | EN 14511-1:2018 | W | LatentCoolingCapacity
|  | EL185 | Varjatud soojusülekande kiirus |  | Latent heat transfer rate | latent heat transfer rate | IFC | W | LatentHeatTransferRate
|  | EL260 | Paisumistegur |  | Lengthening coefficient | thermal property indicating the degree of expansion caused by variation in temperature |  | m/m
|  | EL350 | Valguskiirguri nimivõimsus |  | Light emitter nominal power | light emitter nominal power | IFC | W | LightEmitterNominalPower
|  | EL375 | Valgustuskoormus |  | Lighting | lighting loads | IFC | W | Lighting
|  | EL400 | Valgustuse jaotus |  | Lighting diversity | lighting diversity | IFC |  | LightingDiversity
|  | EL425 | Valgustuskoormuse intensiivsus |  | Lighting load intensity | average lighting load intensity in the space per unit area (PowerMeasure/IfcAreaMeasure) | IFC |  | LightingLoadIntensity
|  | EL450 | Valgustuse osakaal tagasivoolu |  | Lighting percent load to return air | percent of lighting load to the return air plenum | IFC |  | LightingPercentLoadToReturnAir
|  | EL550 | Koormus |  | Load | boiler real load | IFC | W | Load
|  | EL560 | Koormuskadu (sekundaarne pinge 1) |  | Load loss (secondary voltage 1) | load loss (secondary voltage 1) | ETIM | W |  | EF013722
|  | EL565 | Koormuskadu (sekundaarne pinge 2) |  | Load loss (secondary voltage 2) | load loss (secondary voltage 2) | ETIM | W |  | EF013723
|  | EL570 | Koormuskadu (sekundaarne pinge 3) |  | Load loss (secondary voltage 3) | load loss (secondary voltage 3) | ETIM | W |  | EF013736
|  | EL600 | Logaritmiline keskmine temperatuuri erinevus |  | Logarithmic mean temperature difference | logarithmic mean temperature difference between refrigerant and water or air | IFC | K | LogarithmicMeanTemperatureDifference
|  | EL625 | Madala temperatuuriga seade |  | Low temperature application | application where the unit delivers its declared heating capacity at an indoor heat exchanger water(brine) outlet temperature of 35 ˚C, at standard conditions | EN 14825:2018
|  | EL640 | Paindlikkus madalal temperatuuril |  | Low temperature flexibility | thermal property indicating determination of flexibility at low temperature | EN 1109:2013 | °C
|  | EL660 | Madala temperatuuriga soojuspump |  | Low temperature heat pump | heat pump that is specifically designed for low-temperature application, and that cannot deilver heating water(brine) with an outlet temperature of 52˚C at an inlet dry (wet) bulb temperature of -7 ˚C (-8 ˚C) in the reference design conditions for average climate | EN 14825:2018
|  | EL680 | Madala temperatuuriga jahutusseade |  | Low temperature process cooling application | application where the unit delivers its rated cooling capacity at an indoor heat exchanger outlet temperature of -25 ˚C, at standard rating conditions | EN 14825:2018
|  | EL700 | Vastupidavus madalale temperatuurile |  | Low temperature resistance | low temperature resistance | ETIM | °C |  | EF014392
|  | EL720 | Kütteväärtus (alumine nivoo) |  | Lower heating value | is defined as the amount of energy released (MJ/kg) when a fuel is burned completely, and H2O is in vapor form in the combustion products | IFC | J/kg | LowerHeatingValue
|  | EL740 | Keskkonna madalaim temperatuur |  | Lowest medium temperature | lowest medium temperature | ETIM | °C |  | EF021176
|  | EL825 | Määrdepumba soojustagastus |  | Lubricant pump heat gain | lubricant pump heat gain | IFC | W | LubricantPumpHeatGain
| EM |  | Omadused, mis algavad tähega "M" (veeru "G" järgi) |  | Properties that start with letter "M" | terms (property names) are based on a given reference | CCI-EE
|  | EM060 | Õhu suurim temperatuur |  | Maximum air temperature | air property indicating maximum temperature | ETIM | °C |  | EF021897
|  | EM065 | Suurim ümbritsev õhuniiskus |  | Maximum ambient humidity (non-condensing) | maximum ambient humidity (non-condensing) | ETIM | % |  | EF014231
|  | EM070 | Suurim ümbritsev temperatuur |  | Maximum ambient temp | maximum ambient temperature of the site used as a basis of design | IFC | K | MaxAmbientTemp | EF020188
|  | EM075 | Suurim näivvõimsus |  | Maximum apparent power | maximum apparent power/capacity in VA (volt ampere) | IFC | W | MaximumApparentPower
|  | EM095 | Boileri suurim maht |  | Maximum boiler capacity | maximum boiler capacity | ETIM | kW |  | EF020117
|  | EM115 | Suurim laadimisvõimsus |  | Maximum charge power | maximum charge power | ETIM | kW |  | EF016240
|  | EM120 | Juhi suurim temperatuur |  | Maximum conductor temperature | maximum conductor temperature | ETIM | °C |  | EF003803
|  | EM125 | Suurim ühendatav võimsus |  | Maximum connected load | maximum power of the total load | ETIM | W |  | EF000232
|  | EM130 | Suurim juhitav temperatuur |  | Maximum control temperature | maximum control temperature | ETIM | °C |  | EF021122
|  | EM135 | Suurim jahutusvõimsus |  | Maximum cooling power | maximum thermal power of the cooling equipment, referring only to the room under consideration | EN ISO 11855-1:2021
|  | EM140 | Suurim esmane jahutusvõimsus (dT = 7K) |  | Maximum cooling power primary (at primary dT = 7K) | maximum cooling power primary (at primary dT = 7K) | ETIM | kW |  | EF015355
|  | EM160 | Suurim tühjendussügavus |  | Maximum depth of discharge | maximum depth of discharge | ETIM | % |  | EF012484
|  | EM165 | Suurim ülekandevõimsus |  | Maximum discharge power | maximum discharge power | ETIM | kW |  | EF016241
|  | EM185 | Suurim elektriline võimsus faasi kohta |  | Maximum electrical capacity per phase | maximum electrical capacity per phase | ETIM | W |  | EF004285
|  | EM190 | Suurim avariivõimsus |  | Maximum emergency power | maximum emergency power | ETIM | kW |  | EF016242
|  | EM195 | Mootori suurim võimsus |  | Maximum engine power | maximum engine power | ETIM | kW |  | EF000523
|  | EM215 | Suurim suitsugaasi temperatuur |  | Maximum flue gas temperature | maximum flue gas temperature | ETIM | °C |  | EF013661
|  | EM220 | Suurim genereeritav võimsus |  | Maximum generator power | maximum generator power | ETIM | kWp |  | EF009512
|  | EM225 | Grilli suurim võimsus |  | Maximum grill capacity | maximum grill capacity | ETIM | W |  | EF004953
|  | EM245 | Suurim küttevõimsus |  | Maximum heating power | maximum heating power | ETIM | W |  | EF006337
|  | EM250 | Suurim esmane küttevõimsus (dT=20K) |  | Maximum heating power (at primary dT=20K) | maximum heating power (at primary dT=20K) | ETIM | kW |  | EF015354
|  | EM255 | Suurim küttevõimsus 60/40-20 °C |  | Maximum heating power 60/40 - 20 °C | maximum heating power 60/40 - 20 °C | ETIM | kW |  | EF021306
|  | EM260 | Suurim küttevõimsus 90/70-20 °C |  | Maximum heating power 90/70 - 20 °C | maximum heating power 90/70 - 20 °C | ETIM | kW |  | EF021305
|  | EM265 | Suurim küttevee pealevoolu temperatuur |  | Maximum heating water supply temperature | maximum heating water supply temperature | ETIM | °C |  | EF006333
|  | EM270 | Suurim kõrgsageduslik võimsus |  | Maximum high frequency power | maximum high frequency power | ETIM | W |  | EF014361
|  | EM275 | Suurim hoitav temperatuur |  | Maximum hold temperature | maximum hold temperature | ETIM | °C |  | EF005979
|  | EM295 | Suurim hõõglampide koormus |  | Maximum incandescent lamp load | maximum incandescent lamp load | ETIM | W |  | EF004952
|  | EM300 | Suurim DC sisendvõimsus |  | Maximum input power DC | maximum input power DC | ETIM | W |  | EF004942
|  | EM305 | Ventilaatorite suurim sisendvõimsus |  | Maximum input power fans | maximum input power fans | ETIM | W |  | EF021299
|  | EM310 | Suurim sisendvõimsus kütmisel |  | Maximum input power heating | maximum input power heating | ETIM | W |  | EF006342
|  | EM330 | Lambi suurim võimsus |  | Maximum lamp power | maximum lamp power | ETIM | W |  | EF000260
|  | EM350 | Suurim pidev ümbrustemperatuur |  | Maximum medium temperature (continuous) | maximum medium temperature (continuous) | ETIM | °C |  | EF020023
|  | EM355 | Suurim ümbrustemperatuur (hetkväärtus) |  | Maximum medium temperature (momentarily) | maximum medium temperature (momentarily) | ETIM | °C |  | EF011889
|  | EM360 | Mikrolaine suurim võimsus |  | Maximum microwave power | maximum microwave power | ETIM | W |  | EF000824
|  | EM365 | Suurim niiskuse absorbeerimine |  | Maximum moist absorption | maximum moist absorption | EN 13162:2012 | kg/m² |  | EF010233
|  | EM400 | Suurim töötemperatuur |  | Maximum operating temperature | maximum temperature at which a cable or bus is certified to operate | IFC | K | MaximumOperatingTemperature | EF001310
|  | EM405 | Suurim töötemperatuuri väljundsüsteem |  | Maximum operating temperature output system | maximum operating temperature output system | ETIM | °C |  | EF013660
|  | EM410 | Suurim talitlustemperatuur sisendis |  | Maximum operating temperature source | maximum operating temperature source | ETIM | °C |  | EF025881
|  | EM415 | Suurim väljund lineaarkoormusel nimiväljundpingel |  | Maximum output at linear load at rated output voltage | maximum output at linear load at rated output voltage | ETIM | kW |  | EF007364
|  | EM420 | Suurim võimsus ruutkoormusel tunnusväljundpinge korral |  | Maximum output at quadratic load at rated output voltage | maximum output at quadratic load at rated output voltage | ETIM | kW |  | EF007366
|  | EM425 | Suurim väljundvõimsus |  | Maximum output power | maximum output power | ETIM | W |  | EF001507
|  | EM430 | Suurim väljundtemperatuur |  | Maximum output temperature | maximum output temperature | ETIM | °C |  | EF015706
|  | EM450 | Suurim osakoormuse suhe |  | Maximum part load ratio | maximum part load ratio as a fraction of nominal capacity | IFC |  | MaximumPartLoadRatio
|  | EM455 | Suurim tagasivoolu soojuskoormus valgustitelt |  | Maximum plenum sensible load | maximum or peak sensible thermal load contributed to return air plenum by the light fixture | IFC | W | MaximumPlenumSensibleLoad
|  | EM460 | Suurim PoE võimsus |  | Maximum PoE power | maximum PoE power | ETIM | W |  | EF009716
|  | EM465 | Suurim võimsus |  | Maximum power | maximum power | ETIM | W |  | EF001309
|  | EM470 | Suurim võimsustarve |  | Maximum power consumption | maximum power consumption | ETIM | W |  | EF001003
|  | EM475 | Suurim võimsuskadu |  | Maximum power loss | maximum power loss | ETIM | W |  | EF004996
|  | EM480 | Ühe laadimispunkti suurim võimsus |  | Maximum power per charging point | maximum power per charging point | ETIM | kW |  | EF009300
|  | EM485 | Suurim väljundvõimsus |  | Maximum power output | maximum output power rating of the engine | IFC | W | MaximumPowerOutput
|  | EM515 | Suurim lühisvoolu temperatuur |  | Maximum short circuit temperature | maximum short circuit temperature at which a cable or bus is certified to operate | IFC | K | MaximumShortCircuitTemperature
|  | EM520 | Suurim ruumi soojuskoormus valgustitelt |  | Maximum space sensible load | maximum or peak sensible thermal load contributed to the conditioned space by the light fixture | IFC | W | MaximumSpaceSensibleLoad
|  | EM525 | Suurim auru temperatuur |  | Maximum steam temperature | maximum steam temperature | ETIM | °C |  | EF014990
|  | EM530 | Suurim temperatuur |  | Maximum supply temperature | maximum supply temperature | ETIM | °C |  | EF001707
|  | EM535 | Suurim varustustemperatuur (talitlustemperatuur) |  | Maximum supply temperature (operating temperature) | maximum supply temperature (operating temperature) | ETIM | °C |  | EF020448
|  | EM540 | Suurim pinna temperatuur |  | Maximum surface temperature | maximum temperature permissible for physiological reasons or building fabrics, for calculation of the limit curves, which may occur at a point on the surface (floor, wall, ceiling) in the occupied or peripheral area depending on the particular usage at a temperature drop σ of the heating medium equal to 0 | ISO 18566-1:2017 | °C
|  | EM545 | Suurim pinnatemperatuur |  | Maximum surface temperature (luminaires) | maximum surface temperature (luminaires) | ETIM | °C |  | EF004329
|  | EM550 | Suurim pinnatemperatuur T tolmukeskkonnas |  | Maximum surface temperature T dust | maximum surface temperature T dust | ETIM | °C |  | EF008789
|  | EM555 | Suurim lülitusvõimsus |  | Maximum switching power | maximum switching power | ETIM | W |  | EF001503
|  | EM560 | Suurim lülitusvõimsus (LED) |  | Maximum switching power LED | maximum switching power led | ETIM | W |  | EF015953
|  | EM565 | Suurim süsteemi võimsus |  | Maximum system power | maximum system power | ETIM | W |  | EF009347
|  | EM585 | Kraanivee suurim temperatuur |  | Maximum tap water temperature | maximum tap water temperature | ETIM | °C |  | EF021159
|  | EM590 | Suurim temperatuur (kinnitid) |  | Maximum temperature | maximum temperature (fasteners) | ETIM | °C |  | EF002460
|  | EM595 | Suurim temperatuur sisselaskeava juures |  | Maximum temperature at the inlet | maximum temperature at the inlet | ETIM | °C |  | EF015556
|  | EM600 | Suurim temperatuur väljalaskeava juures |  | Maximum temperature at the outlet | maximum temperature at the outlet | ETIM | °C |  | EF015557
|  | EM605 | Suurim temperatuuritegur |  | Maximum temperature factor | deviation in performance due to maximum design temperature | IFC |  | MaximumTemperatureFactor
|  | EM610 | Suurim temperatuurisäte |  | Maximum temperature setting | maximum temperature setting | ETIM | °C |  | EF022119
|  | EM615 | Suurim edastatav maht 80/10-45 |  | Maximum transferable capacity 80/10-45 | maximum transferable capacity 80/10-45 | ETIM | kW |  | EF025905
|  | EM620 | Suurim edastatav võimsus 90 / 10-65 |  | Maximum transferable capacity 90 / 10-65 | maximum transferable capacity 90 / 10-65 | ETIM | kW |  | EF021158
|  | EM640 | Suurim ultraheli võimsus |  | Maximum ultrasonic power | maximum ultrasonic power | ETIM | W |  | EF014362
|  | EM660 | Suurim veetemperatuur |  | Maximum water temperature | maximum water temperature | ETIM | °C |  | EF002177
|  | EM690 | Efektiivvõimsuse mõõtepiirkond |  | Measuring range effective power | measuring range effective power | ETIM | kW |  | EF012606
|  | EM695 | Suhtelise niiskuse mõõtepiirkonna alumine väärtus (RH) |  | Measuring range lower value (RH) | measuring range lower value (RH) | ETIM | % |  | EF024030
|  | EM700 | Suhtelise niiskuse mõõtepiirkond |  | Measuring range relative air humidity | measuring range relative air humidity | ETIM | % |  | EF014219
|  | EM705 | Suhtelise niiskuse mõõtepiirkonna ülemine väärtus (RH) |  | Measuring range upper value (RH) | measuring range upper value (RH) | ETIM | % |  | EF024031
|  | EM730 | Keskmine temperatuur |  | Medium temperature | medium temperature | ETIM | °C |  | EF007369
|  | EM735 | Keskmine temperatuur (pidev) |  | Medium temperature (continuous) | medium temperature (continuous) | ETIM | °C |  | EF023182
|  | EM740 | Keskmise temperatuuriga rakendus |  | Medium temperature application | application where the unit delivers its declared heating capacity at an indoor heat exchanger water(brine) outlet temperature of 55 ˚C, at standard conditions | EN 14825:2018
|  | EM745 | Keskmise temperatuuriga jahtusseade |  | Medium temperature process cooling application | application where the unit delivers its rated cooling capacity at an indoor heat exchanger outlet temperature of -8 ˚C, at standard rating conditions | EN 14825:2018
|  | EM760 | Sulamistemperatuur |  | Melting temperature | melting temperature | ETIM | °C |  | EF011613
|  | EM765 | Sulamistemperatuur (vahemik) |  | Melting temperature (range) | melting temperature (range) | ETIM | °C |  | EF014204
|  | EM790 | Vähim õhutemperatuur |  | Minimum air temperature | air property indicating minimum temperature | CCI-EE | °C
|  | EM795 | Vähim ümbritsev temperatuur |  | Minimum ambient temp | minimum ambient temperature of the site used as a basis of design | IFC | K | MinAmbientTemp
|  | EM800 | Väikseim küttevõimsus |  | Minimum heating power | minimum heating power | ETIM | W |  | EF006336
|  | EM805 | Vähim ümbrustemperatuur (pidev) |  | Minimum medium temperature (continuous) | minimum medium temperature (continuous) | ETIM | °C |  | EF020077
|  | EM810 | Vähim osakoormuse suhe |  | Minimum part load ratio | minimum part load ratio as a fraction of nominal capacity | IFC |  | MinimumPartLoadRatio
|  | EM815 | Vähim töötlemistemperatuur |  | Minimum processing temperature | minimum processing temperature | ETIM | °C |  | EF013540
|  | EM820 | Vähim tagasivoolu temperatuur |  | Minimum return temperature | minimum return temperature | ETIM | °C |  | EF020089
|  | EM825 | Vähim pinna temperatuur |  | Minimum surface temperature | minimum temperature permissible for physiological reasons or building fabrics, for calculation of the limit curves, which may occur at a point on the surface (floor, wall, ceiling) in the occupied or peripheral area depending on the particular usage at a temperature drop σ of the heating medium equal to 0 | ISO 18566-1:2017 | °C
|  | EM830 | Vähime temperatuuritegur |  | Minimum temperature factor | deviation in performance due to minimum design temperature | IFC |  | MinimumTemperatureFactor
|  | EM860 | Niiskuse läbilaskevõime termiline gradient |  | Moisture capacity thermal gradient | thermal gradient coefficient for moisture capacity; based on water vapor density | IFC |  | MoistureCapacityThermalGradient
|  | EM865 | Niiskuse hajuvus |  | Moisture diffusivity | moisture diffusivity is a transport property that is frequently used in the hygrothermal analysis of building envelope components | IFC | m3/s | MoistureDiffusivity
|  | EM880 | Mootori võimsus |  | Motor power | motor power | ETIM | kW |  | EF001314
|  | EM885 | Mootori sisendvõimsus (P1) |  | Motor power input (P1) per motor | motor power input (P1) per motor | ETIM | kW |  | EF012424
|  | EM890 | Mootori väljundvõimsus (P2) |  | Motor power output (P2) per motor | motor power output (P2) per motor | ETIM | kW |  | EF012425
|  | EM900 | Paigaldustemperatuur |  | Mounting temperature | mounting temperature | ETIM | °C |  | EF008326
|  | EM910 | MPP võimsus |  | MPP power by STC | maximum power point (MPP) power by standard test conditions (STC) | ETIM | Wp |  | EF012463
|  | EM930 | Multitariifne |  | Multiple tarriff | indicates whether meter has built-in support for multiple tarriffs (variable energy cost rates) | IFC |  | MultipleTarriff |  | True;False
|  | EM940 | Muusika võimsus |  | Music capacity | music capacity | ETIM | W |  | EF000805
|  | EM950 | Muusika võimsus, 100 V |  | Music power at 100 V | music power at 100 v | ETIM | W |  | EF008944
|  | EM955 | Muusika võimsus, 4 Ohm |  | Music power at 4 Ohm | music power at 4 ohm | ETIM | W |  | EF000809
|  | EM960 | Muusika (kõlari) võimsus 50 V juures |  | Music power at 50 V | music power at 50 v | ETIM | W |  | EF012393
|  | EM965 | Muusika (kõlari) võimsus 70 V juures |  | Music power at 70 V | music power at 70 v | ETIM | W |  | EF012392
|  | EM970 | Muusika võimsus, 8 Ohm |  | Music power at 8 Ohm | music power at 8 ohm | ETIM | W |  | EF005101
|  | EM975 | Keskmise kõlari muusika võimsus |  | Music power centre loudspeaker | music power centre loudspeaker | ETIM | W |  | EF005102
|  | EM980 | Eesmise kõlari muusika võimsus |  | Music power front loudspeaker | music power front loudspeaker | ETIM | W |  | EF005103
|  | EM985 | Tagumise kõlari muusika võimsus |  | Music power rear loudspeaker | music power rear loudspeaker | ETIM | W |  | EF005104
|  | EM990 | Bassikõlari võimsus |  | Music power subwoofer | music power subwoofer | ETIM | W |  | EF005105
| EN |  | Omadused, mis algavad tähega "N" (veeru "G" järgi) |  | Properties that start with letter "N" | terms (property names) are based on a given reference | CCI-EE
|  | EN040 | N-eksponent vastavalt standardile EN 16430 20 °C - 35/30 kõrge |  | N-exponent according to EN 16430 20 °C - 35/30 high | n-exponent according to EN 16430 20 °C - 35/30 high | EN 16430-2:2015 |  |  | EF015377
|  | EN045 | N-eksponent vastavalt standardile EN 16430 20 °C - 35/30 madal |  | N-exponent according to EN 16430 20 °C - 35/30 low | n-exponent according to EN 16430 20 °C - 35/30 low | EN 16430-2:2015 |  |  | EF015379
|  | EN050 | N-eksponent vastavalt EN 16430 20 °C - 35/30 keskmine |  | N-exponent according to EN 16430 20 °C - 35/30 medium | n-exponent according to EN 16430 20 °C - 35/30 medium | EN 16430-2:2015 |  |  | EF015378
|  | EN055 | N-eksponent vastavalt standardile EN 16430 20 °C - 40/35 kõrge |  | N-exponent according to EN 16430 20 °C - 40/35 high | n-exponent according to EN 16430 20 °C - 40/35 high | EN 16430-2:2015 |  |  | EF015374
|  | EN060 | N-eksponent vastavalt standardile EN 16430 20 °C - 40/35 madal |  | N-exponent according to EN 16430 20 °C - 40/35 low | n-exponent according to EN 16430 20 °C - 40/35 low | EN 16430-2:2015 |  |  | EF015376
|  | EN065 | N-eksponent vastavalt EN 16430 20 °C - 40/35 keskmine |  | N-exponent according to EN 16430 20 °C - 40/35 medium | n-exponent according to EN 16430 20 °C - 40/35 medium | EN 16430-2:2015 |  |  | EF015375
|  | EN070 | N-eksponent vastavalt standardile EN 16430 20 °C - 45/35 kõrge |  | N-exponent according to EN 16430 20 °C - 45/35 high | n-exponent according to EN 16430 20 °C - 45/35 high | EN 16430-2:2015 |  |  | EF015373
|  | EN075 | N-eksponent vastavalt standardile EN 16430 20 °C - 45/35 madal |  | N-exponent according to EN 16430 20 °C - 45/35 low | n-exponent according to EN 16430 20 °C - 45/35 low | EN 16430-2:2015 |  |  | EF015371
|  | EN080 | N-eksponent vastavalt EN 16430 20 °C - 45/35 keskmine |  | N-exponent according to EN 16430 20 °C - 45/35 medium | n-exponent according to EN 16430 20 °C - 45/35 medium | EN 16430-2:2015 |  |  | EF015372
|  | EN085 | N-eksponent vastavalt standardile EN 16430 20 °C - 55/45 kõrge |  | N-exponent according to EN 16430 20 °C - 55/45 high | n-exponent according to EN 16430 20 °C - 55/45 high | EN 16430-2:2015 |  |  | EF015370
|  | EN090 | N-eksponent vastavalt standardile EN 16430 20 °C - 55/45 madal |  | N-exponent according to EN 16430 20 °C - 55/45 low | n-exponent according to EN 16430 20 °C - 55/45 low | EN 16430-2:2015 |  |  | EF015368
|  | EN095 | N-eksponent vastavalt EN 16430 20 °C - 55/45 keskmine |  | N-exponent according to EN 16430 20 °C - 55/45 medium | n-exponent according to EN 16430 20 °C - 55/45 medium | EN 16430-2:2015 |  |  | EF015369
|  | EN100 | N-eksponent vastavalt EN 16430 20 °C - jahutusrežiim, kõrge |  | N-exponent according to EN 16430 20 °C - cooling mode, high | n-exponent according to EN 16430 20 °C - cooling mode, high | EN 16430-3:2015 |  |  | EF015381
|  | EN105 | N-eksponent vastavalt EN 16430 20 °C - jahutusrežiim, madal |  | N-exponent according to EN 16430 20 °C - cooling mode, low | n-exponent according to EN 16430 20 °C - cooling mode, low | EN 16430-3:2015 |  |  | EF015380
|  | EN200 | Alumine kütteväärtus (konstantne rõhk) |  | Net calorific value (at constant pressure) | absolute value of the specific heat (enthalpy) of combustion, in joules for unit mass of the biofuel burned in oxygen at constant pressure under such conditions that all the water of the reaction products reminas as water vapour | EN ISO 18125:2017 | MJ/kg
|  | EN225 | Alumine kütteväärtus (konstantne ruumala) |  | Net calorific value (at constant volume) | absolute value of the specific energy of combustion, in joules for unit mass of the biofuel burned in oxygen under conditions of constant volume and such that all the water of the reaction products remains as water vapour | EN ISO 18125:2017 | MJ/kg
|  | EN240 | Hooajaline neto tulemuslikkuse koefitsient, SCOPnet |  | Net seasonal coefficient of perfomance, SCOPnet | seasonal efficiency of a unit in active heating mode without supplementary heaters which is determined from mandatory conditions given in the standard | EN 14825:2018
|  | EN400 | Tühijooksukadu |  | No-load loss | no-load loss | ETIM | W |  | EF011762
|  | EN440 | Patarei nimimahtuvus |  | Nominal battery capacity | nominal battery capacity | ETIM | kWh |  | EF012596
|  | EN460 | Nimivõimsus |  | Nominal capacity | nominal capacity | IFC | W | NominalCapacity | EF000806
|  | EN465 | Nominaalne kondenseerumistemperatuur |  | Nominal condensing temperature | chiller condensing temperature | IFC | K | NominalCondensingTemperature
|  | EN470 | Nimivõimsus |  | Nominal connection power | nominal connection power | ETIM | kW |  | EF002136
|  | EN475 | Nominaalne jahutusvõimsus |  | Nominal cooling capacity | nominal cooling capacity | IFC | W | NominalCoolingCapacity
|  | EN480 | Nominaalne jahutusvõimsus L32Oil20 50Hz korral |  | Nominal cooling performance L32Oil20 at 50Hz | nominal cooling performance L32Oil20 at 50Hz | ETIM | W |  | EF007391
|  | EN485 | Nominaalne jahutusvõimsus L32W18 50Hz korral |  | Nominal cooling performance L32W18 at 50Hz | nominal cooling performance L32W18 at 50Hz | ETIM | W |  | EF007392
|  | EN490 | Nominaalne jahutusvõimsus L35W10 200 l/h korral |  | Nominal cooling performance L35W10 200 l/h | nominal cooling performance L35W10 200 l/h | ETIM | W |  | EF007393
|  | EN495 | Nominaalne jahutusvõimsus L35W10 400 l/h korral |  | Nominal cooling performance L35W10 400 l/h | nominal cooling performance L35W10 400 l/h | ETIM | W |  | EF007394
|  | EN500 | Nominaalne arvestuslik efektiivsus |  | Nominal counted efficiency | nominal filter efficiency based the particle count concentration before and after the filter against particles with a certain size distribution | IFC |  | NominalCountedEfficiency
|  | EN540 | Nominaalne efektiivsus |  | Nominal efficiency | nominal chiller efficiency under nominal conditions | IFC |  | NominalEfficiency
|  | EN545 | Nominaalne energiatarbimine |  | Nominal energy consumption | nominal fuel consumption rate required to produce the total boiler heat output | IFC | W | NominalEnergyConsumption
|  | EN550 | Nominaalne aurustumistemperatuur |  | Nominal evaporating temperature | chiller evaporating temperature | IFC | K | NominalEvaporatingTemperature
|  | EN580 | Nominaalne soojuse eraldusmäär |  | Nominal heat rejection rate | sum of the refrigeration effect and the heat equivalent of the power input to the compressor | IFC | W | NominalHeatRejectionRate
|  | EN585 | Nominaalne soojusülekandetegur |  | Nominal heat transfer coefficient | nominal overall heat transfer coefficient associated with nominal heat transfer area | IFC | W/m2 K | NominalHeatTransferCoefficient
|  | EN590 | Nominaalne küttevõimsus |  | Nominal heating capacity | nominal heating capacity | IFC | W | NominalHeatingCapacity
|  | EN610 | Lisaküttesüsteemi nimvõimsus |  | Nominal input additional heating system | nominal input additional heating system | ETIM | kW |  | EF000465
|  | EN615 | Soojuspumba nominaalne sisendvõimsus (20 °C) |  | Nominal input heat pump (20 °C) | nominal input heat pump (20 °C) | EN 16147:2017 | kW |  | EF015722
|  | EN620 | Soojuspumba nominaalne sisendvõimsus (7 °C) |  | Nominal input heat pump (7°C) | nominal input heat pump (7 °C) | EN 16147:2017 | kW |  | EF015721
|  | EN640 | Nominaalne varjatud jahutusvõimsus |  | Nominal latent capacity | nominal latent capacity | IFC | W | NominalLatentCapacity
|  | EN645 | Nimikoormuse alumine väärtus |  | Nominal load lower value | nominal load lower value | ETIM | kW |  | EF020086
|  | EN650 | Kraanivee nimikoormuse alumine piirväärtus |  | Nominal load lower value tap water | nominal load lower value tap water | ETIM | kW |  | EF009392
|  | EN655 | Nimikoormuse ülemine väärtus |  | Nominal load upper value | nominal load upper value | ETIM | kW |  | EF020087
|  | EN660 | Kraanivee nimikoormuse ülemine piirväärtus |  | Nominal load upper value tap water | nominal load upper value tap water | ETIM | kW |  | EF009390
|  | EN680 | Nominaalne niiskuse suurenemine |  | Nominal moisture gain | nominal rate of water vapor added into the airstream | IFC | kg/s | NominalMoistureGain
|  | EN710 | AC-nimiväljundvõimsus |  | Nominal output power AC | nominal output power AC | ETIM | W |  | EF004349
|  | EN730 | Nominaalne osakoormuse suhe |  | Nominal part load ratio | allowable part load ratio range | IFC |  | NominalPartLoadRatio
|  | EN735 | Nimivõimsus (vahemik) |  | Nominal power (range) | nominal power (range) | ETIM | W |  | EF005116
|  | EN740 | Nimivõimsus 55-45 °C, sisend 0 °C korral |  | Nominal power at 55-45 °C, inlet 0 °C | nominal power at 55-45 °C, inlet 0 °C | ETIM | kW |  | EF025029
|  | EN745 | Nimivõimsus 55-45 °C, sisend 15 °C korral |  | Nominal power at 55-45 °C, inlet 15 °C | nominal power at 55-45 °C, inlet 15 °C | ETIM | kW |  | EF025030
|  | EN750 | Nimivõimsus 60-40 °C, sisend 0 °C korral |  | Nominal power at 60-40 °C, inlet 0 °C | nominal power at 60-40 °C, inlet 0 °C | ETIM | kW |  | EF025027
|  | EN755 | Nimivõimsus 60-40 °C, sisend 15 °C korral |  | Nominal power at 60-40 °C, inlet 15 °C | nominal power at 60-40 °C, inlet 15 °C | ETIM | kW |  | EF025028
|  | EN760 | Nimivõimsus 80-60 °C, sisend 0 °C korral |  | Nominal power at 80-60 °C, inlet 0 °C | nominal power at 80-60 °C, inlet 0 °C | ETIM | kW |  | EF025025
|  | EN765 | Nimivõimsus 80-60 °C, sisend 15 °C korral |  | Nominal power at 80-60 °C, inlet 15 °C | nominal power at 80-60 °C, inlet 15 °C | ETIM | kW |  | EF025026
|  | EN770 | Nominaalne koguvõimsustarve |  | Nominal power consumption | nominal total power consumption | IFC | W | NominalPowerConsumption | EF001950
|  | EN775 | Järelkuumuti nimivõimsus |  | Nominal power of reheater | nominal power of reheater | ETIM | kW |  | EF020455
|  | EN780 | Nimivõimsuse takistuskoormus |  | Nominal power resistive load | nominal power resistive load | ETIM | W |  | EF012754
|  | EN785 | Kraanivee nimivõimsus |  | Nominal power tap water | nominal power tap water | ETIM | kW |  | EF009389
|  | EN790 | Nominaalvõimsus |  | Nominal power rate | nominal power rate | IFC | W | NominalPowerRate | EF000169
|  | EN795 | Nimivõimsus, 50-30 °C |  | Nominal power, 50-30 °C | nominal power, 50-30 °C | ETIM | kW |  | EF023877
|  | EN800 | Nimivõimsus, 80-60 °C |  | Nominal power, 80-60 °C | nominal power, 80-60 °C | ETIM | kW |  | EF020447
|  | EN820 | Jahutuse nominaalne tagasivoolu temperatuur |  | Nominal return water temperature cooling | nominal return water temperature (refers to nominal cooling capacity) | IFC | K | NominalReturnWaterTemperatureCooling
|  | EN825 | Kütte nominaalne tagasivoolu temperatuur |  | Nominal return water temperature heating | nominal return water temperature (refers to nominal heating capacity) | IFC | K | NominalReturnWaterTemperatureHeating
|  | EN845 | Nominaalne tunnetatav võimsus |  | Nominal sensible capacity | nominal sensible capacity | IFC | W | NominalSensibleCapacity
|  | EN850 | Jahutuse nominaalne pealevoolu temperatuur |  | Nominal supply water temperature cooling | nominal supply water temperature (refers to nominal cooling capacity) | IFC | K | NominalSupplyWaterTemperatureCooling
|  | EN855 | Kütte nominaalne pealevoolu temperatuur |  | Nominal supply water temperature heating | nominal supply water temperature (refers to nominal heating capacity) | IFC | K | NominalSupplyWaterTemperatureHeating
|  | EN860 | Nominaalne ümbritseva õhuniiskuse jahutamine |  | Nominal surrounding humidity cooling | nominal surrounding humidity (refers to nominal cooling capacity) | IFC |  | NominalSurroundingHumidityCooling
|  | EN865 | Jahutuse nominaalne ümbritsev temperatuur |  | Nominal surrounding temperature cooling | nominal surrounding temperature (refers to nominal cooling capacity) | IFC | K | NominalSurroundingTemperatureCooling
|  | EN870 | Kütte nominaalne ümbritsev temperatuur |  | Nominal surrounding temperature heating | nominal surrounding temperature (refers to nominal heating capacity) | IFC | K | NominalSurroundingTemperatureHeating
|  | EN890 | Nominaalne UA |  | Nominal UA | nominal UA value | IFC |  | NominalUA
|  | EN910 | Taastumatu energia tarbimine |  | Non renewable energy consumption | quantity of non-renewable energy used | ISO 21930:2017 | J | NonRenewableEnergyConsumption
|  | EN920 | Taastumatu energia tarbimine ühiku kohta |  | Non renewable energy consumption per unit | quantity of non-renewable energy used | ISO 21930:2017 | J | NonRenewableEnergyConsumptionPerUnit
| EP |  | Omadused, mis algavad tähega "P" (veeru "G" järgi) |  | Properties that start with letter "P" | terms (property names) are based on a given reference | CCI-EE
|  | EP050 | Hõivatuse muut |  | Occupancy diversity | diversity factor that may be applied to the number of people in the space | IFC |  | OccupancyDiversity
|  | EP070 | Kasutajate arv |  | Occupancy number | number of people required for the activity assigned to this space | CCI-EE |  | OccupancyNumber
|  | EP080 | Suurim hõivatuse määr |  | Occupancy number peak | maximal number of people required for the activity assigned to this space in peak time | IFC |  | OccupancyNumberPeak
|  | EP125 | Väljalülitatud režiimi töötunnid, Hoff |  | Off mode operating hours, Hoff | annual number of hours the unit is considered to be in off mode, the value of which depends on the designated serason and type of unit and operating mode(s) | EN 14285:2018
|  | EP130 | Väljalülitatud režiimi toite sisend, Poff |  | Off mode power input, Poff | power input of the unit while in off mode | EN 14285:2018
|  | EP200 | Tööpiirtemperatuur, TOL |  | Operation limit temperature, TOL | outdoor temperature below which the declared capacity is equal to zero | EN 14285:2018
|  | EP220 | Töötemperatuuri vahemik |  | Operation temperature range | allowable operational range of the ambient air temperature | IFC | K | OperationTemperatureRange
|  | EP230 | Opereerimise efektiivsus |  | Operational efficiency | operational efficiency: boiler output divided by total energy input (electrical and fuel) | IFC |  | OperationalEfficiency |  | [0;1]
|  | EP240 | Opereerimise temperatuuri vahemik |  | Operational temperature range | allowable operation ambient air temperature range | IFC | K | OperationalTemperatureRange
|  | EP260 | Vee temperatuuri talitlusvahemik jahutamisel |  | Operating range of water temperature for cooling | operating range of water temperature for cooling | ETIM | °C |  | EF024996
|  | EP265 | Vee temperatuuri talitlusvahemik kütmisel |  | Operating range of water temperature for heating | operating range of water temperature for heating | ETIM | °C |  | EF024997
|  | EP290 | Talitlustemperatuur |  | Operating temperature | operating temperature | ETIM | °C |  | EF001742
|  | EP295 | Talitlustemperatuur |  | Operating temperature (fasteners) | operating temperature (fasteners) | ETIM | °C |  | EF002393
|  | EP300 | Talitlustemperatuur jahutamisel (Dry Bulb) |  | Operating temperature for cooling (Dry Bulb) | operating temperature for cooling (dry bulb) | ETIM | °C |  | EF024970
|  | EP305 | Talitlustemperatuur kütmisel (Wet Bulb) |  | Operating temperature for heating (Wet Bulb) | operating temperature for heating (wet bulb) | ETIM | °C |  | EF024972
|  | EP310 | Töötemperatuur, lühiajaline |  | Operating temperature, short-run | operating temperature, short-run | ETIM | °C |  | EF007690
|  | EP330 | Operatiivtemperatuur |  | Operative temperature | uniform temperature of an imaginary black enclosure in which an occupant would exchange the same amount of heat by radiation plus convection as in the actual non-uniform environment | EN 16798-1:2019
|  | EP370 | Väljalasketemperatuuri vahemik |  | Outlet temperature range | allowable outlet temperature of either the water or the steam | IFC | K | OutletTemperatureRange
|  | EP390 | Väljundvõimsus |  | Output capacity | total nominal heat output as listed by the manufacturer | IFC | W | OutputCapacity
|  | EP395 | Väljundvõimsuse kõver |  | Output capacity curve | partial output capacity curve (as a function of water temperature); Q = f (Twater) | IFC |  | OutputCapacityCurve
|  | EP405 | Väljundi aktiivvõimsus |  | Output effective power | output effective power | ETIM | W |  | EF009897
|  | EP420 | Väljundvõimsus |  | Output power | output power | ETIM | W |  | EF000426
|  | EP425 | Väljundvõimsus (vahemik) |  | Output power (range) | output power (range) | ETIM | W |  | EF004479
|  | EP430 | Väljundvõimsus (muusika) |  | Output power (music) | output power (music) | ETIM |  |  | EF000861
|  | EP435 | Väljundvõimsus (muusika) kanali kohta |  | Output power (music) per channel | output power (music) per channel | ETIM |  |  | EF012354
|  | EP440 | Kondenseerumisvastane väljundvõimsus |  | Output power anti-condensation heater | output power anti-condensation heater | ETIM |  |  | EF009249
|  | EP480 | Üldine efektiivsus |  | Overall efficiency | the pump and motor overall operational efficiency | IFC |  | OverallEfficiency |  | [0;1]
|  | EP500 | Omatarve |  | Own consumption | own consumption | ETIM | W |  | EF004635
|  | EP550 | Jahtuse osakoormus, Pc(Tj) |  | Part load for cooling, Pc(Tj) | cooling load at a specific bin temperature Tj, calculated as the design load multiplied by the part load ratio | EN 14285:2018 | kW
|  | EP555 | Kütte osakoormus, Ph(Tj) |  | Part load for heating, Ph(Tj) | heating load at a specific bin temperature Tj, calculated as the design load multiplied by the part load ratio | EN 14285:2018 | kW
|  | EP560 | Osakoormuse suhe |  | Part load ratio | ratio of the real to the nominal capacity | IFC |  | PartLoadRatio |  | [0;1]
|  | EP565 | Osakoormuse suhe, pl(Tj) |  | Part load ratio, pl(Tj) | bin temperature minus 16 ˚C divided by the reference design temperature minus 16 ˚C | EN 14285:2018
|  | EP570 | Jahutite osakoormus, Pr(Tj) |  | Part load ratio for process chillers, Pr(Tj) | value limited between 80% and 100% nand proportional to the bin temperature Tj | EN 14285:2018
|  | EP575 | Osalise koormuse efektiivsuse kõverad |  | Partial load efficiency curves | boiler efficiency as a function of the partial load factor; E = f (partialLaodfactor) | IFC |  | PartialLoadEfficiencyCurves
|  | EP610 | Suutlikkus |  | Performance | water temperature change as a function of wet-bulb temperature, water entering temperature, water flow rate, air flow rate, Tdiff = f ( Twet-bulb, Twater,in, mwater, mair) | IFC |  | Performance
|  | EP620 | Talitlustemperatuur, fikseeritud |  | Permitted cable outer temperature after assembling without vibration | permitted cable outer temperature after assembling without vibration | ETIM | °C |  | EF001686
|  | EP625 | Talitlustemperatuur, muutuv |  | Permitted cable outer temperature during assembling/handling | permitted cable outer temperature during assembling/handling | ETIM | °C |  | EF001685
|  | EP675 | Võimsus |  | Power | the actual power | IFC | W | Power | EF000076
|  | EP680 | Võimsus (vahemik) |  | Power (range) | power (range) | ETIM | W |  | EF004892
|  | EP690 | Võimsus ühe kütteseadme väljundi kohta |  | Power capacity for heating power per output | power capacity for heating power per output | ETIM | kW |  | EF009783
|  | EP695 | Võimsus ühe ventilaatori väljundi kohta |  | Power carrying capacity for fans per output | power carrying capacity for fans per output | ETIM | kW |  | EF009786
|  | EP700 | Võimsustarve |  | Power consumption | power consumption | ETIM | W |  | EF000346
|  | EP705 | Võimsustarve talitlusel |  | Power consumption in operation | power consumption in operation | ETIM | W |  | EF011635
|  | EP710 | Võimsustarve ooteolekus |  | Power consumption in standby mode | power consumption in standby mode | ETIM | W |  | EF012331
|  | EP715 | Võimsustarve ooterežiimil |  | Power consumption in the standby period | power consumption in the standby period | EN 16147:2017 | kW |  | EF015723
|  | EP720 | Võimsustarve väljalülitatud olekus |  | Power consumption on off mode | power consumption on off mode | ETIM | W |  | EF012332
|  | EP725 | Energiatarbimise (imemisotsik) |  | Power consumption suction nozzle | power consumption suction nozzle | ETIM | W |  | EF014353
|  | EP730 | Energiatarbimise (veepump) |  | Power consumption water pump | power consumption water pump | ETIM | W |  | EF014352
|  | EP735 | Keeduplaadi 1 võimsus |  | Power cooking plate 1 | power cooking plate 1 | ETIM | W |  | EF000719
|  | EP740 | Keeduplaadi 2 võimsus |  | Power cooking plate 2 | power cooking plate 2 | ETIM | W |  | EF000720
|  | EP750 | Elemendi võimsusvajadus |  | Power demand | power demand of the element | IFC | W | PowerDemand
|  | EP760 | Elektrilise kütteelemendi võimsus |  | Power electric heating element | power electric heating element | ETIM | kW |  | EF025850
|  | EP770 | Võimsusindeks vastavalt standardile EN 16147 (15 °C) |  | Power index according to EN 16147 (15 °C) | power index according to EN 16147 (15 °C) | EN 16147:2017 |  |  | EF013835
|  | EP775 | Võimsusindeks vastavalt standardile EN 16147 (20 °C) |  | Power index according to EN 16147 (20 °C) | power index according to EN 16147 (20 °C) | EN 16147:2017 |  |  | EF015724
|  | EP780 | Võimsusindeks vastavalt standardile EN 16147 (7 °C) |  | Power index according to EN 16147 (7 °C) | power index according to EN 16147 (7 °C) | EN 16147:2017 |  |  | EF013834
|  | EP785 | Sisendvõimsus vastavalt EPN standardile |  | Power input according to EPN standard | power input according to EPN standard | ETIM | kW |  | EF024359
|  | EP800 | Jõutõstuki mootor |  | Power lift motor | power lift motor | ETIM | kW |  | EF015155
|  | EP805 | Võimsuse kadu |  | Power loss | power loss | ETIM | W |  | EF005387
|  | EP810 | Võimsuskadu nimivoolul |  | Power loss at rated current | power loss at rated current | ETIM | W |  | EF012389
|  | EP815 | Kõlari võimsus |  | Power loudspeaker | power loudspeaker | ETIM | W |  | EF026198
|  | EP830 | Valgusallika võimsus |  | Power of light generator | power of light generator | ETIM | W |  | EF000564
|  | EP835 | Väljundvõimsus |  | Power output | power output | ETIM | W |  | EF003034
|  | EP855 | Tunnusvõimsus |  | Power rating | power rating | ETIM | W |  | EF002048
|  | EP875 | Energiaallikas |  | Power source | type of power driving the compressor | IFC |  | PowerSource |  | Motor driven;Engine driven;Gas turbine;Other;Not known;Unset
|  | EP880 | Võimsusaste |  | Power state | indicates the power state of the device where (=True) is on and (=False) is off | IFC |  | PowerState |  | True;False
|  | EP890 | Veojõumootori võimsus |  | Power traction motor | power traction motor | ETIM | kW |  | EF015154
|  | EP910 | Primaarenergia tarbimine |  | Primary energy consumption | boiler primary energy source consumption (i.e., the fuel consumed for changing the thermodynamic state of the fluid) | IFC | W | PrimaryEnergyConsumption
|  | EP915 | Primaarvoo temperatuur |  | Primary supply temperature | primary supply temperature | ETIM | °C |  | EF009379
|  | EP925 | Protsessitemperatuur |  | Process temperature | process temperature | ETIM | °C |  | EF009813
|  | EP930 | Töötlemistemperatuur |  | Processing temperature | processing temperature | ETIM | °C |  | EF014877
|  | EP950 | Pumba võimsus |  | Pump capacity | pump capacity | ETIM | kW |  | EF022364
|  | EP955 | Pumba võimsustarve (päikese soojuspump) |  | Pump power consumption (solpump) | pump power consumption (solpump) | ETIM | W |  | EF010779
|  | EP960 | Pumba võimsustarve ooteolekus (päikese soojuspumba ooteolek) |  | Pump power consumption standby (solstandbypump) | pump power consumption standby (solstandbypump) | ETIM | W |  | EF010780
| ER |  | Omadused, mis algavad tähega "R" (veeru "G" järgi) |  | Properties that start with letter "R" | terms (property names) are based on a given reference | CCI-EE
|  | ER050 | Kiirguskütte võimsus |  | Radiant heating output | radiant energy output from an emitting heat source to an object | NATSPEC BIM
|  | ER060 | Kiirguskütte nõue |  | Radiant heating requirement | radiant energy requirement from an emitting heat source to an object | NATSPEC BIM
|  | ER100 | Kiirgustemperatuuri asümmeetria |  | Radiant temperature asymmetry | thermal property indicating the degree of variation in radiation temperature | EN ISO 13731:2002 | °C
|  | ER120 | Temperatuuri kasv |  | Rate of temperature rise | the rate of temperature rise that is to be sensed as being hazardous | IFC | K/s | RateOfTemperatureRise
|  | ER140 | Tunnus-ümbrustemperatuur |  | Rated ambient temperature | rated ambient temperature | EN 62722-2-1:2016 | °C |  | EF012090
|  | ER150 | Nominaalne soojuslik/jahutuse kasutegur |  | Rated coefficient of performance | declared capacity for heating divided by the rated power input for heating of a unit when providing heating at standard rating conditions (COPrated) | EN 14511-1:2018
|  | ER160 | Nominaalne energiatõhususe suhtarv |  | Rated energy efficiency ratio (EERrated) | declared capacity for cooling divided by the rated power input for cooling of a unit when providing cooling at standard rating conditions (EERrated) | EN 14511-1:2018
|  | ER170 | Tunnustalitlusvõimsus, AC-23, 400 V |  | Rated operation power at AC-23, 400 V | rated operation power at AC-23, 400 V | ETIM | kW |  | EF007027
|  | ER175 | Tunnustalitlusvõimsus, AC-3, 230 V |  | Rated operation power at AC-3, 230 V | rated operation power at AC-3, 230 V | ETIM | kW |  | EF007025
|  | ER180 | Tunnustalitlusvõimsus talitlusviisi AC-3, 230 V, 3-faasi korral |  | Rated operation power at AC-3, 230 V, 3-phase | rated operation power at AC-3, 230 V, 3-phase | ETIM | kW |  | EF009599
|  | ER185 | Tunnustalitlusvõimsus, AC-3, 400 V |  | Rated operation power at AC-3, 400 V | rated operation power at AC-3, 400 V | ETIM | kW |  | EF001364
|  | ER190 | Tunnustalitlusvõimsus, AC-4, 400 V |  | Rated operation power at AC-4, 400 V | rated operation power at AC-4, 400 V | ETIM | kW |  | EF008496
|  | ER195 | Nominaalne käitusvõimsus DC-3 / DC-5 juures 440 V korral |  | Rated operation power at DC-3 / DC-5 at 440 V | rated operation power at DC-3 / DC-5 at 440 V | ETIM | kW |  | EF007026
|  | ER200 | Tunnustalitlusvõimsus (NEMA) |  | Rated operation power NEMA | rated operation power NEMA | ETIM | kW |  | EF011960
|  | ER230 | Tunnusvõimsus tunnussagedusel |  | Rated performance at rated frequency | rated performance at rated frequency | ETIM | kW |  | EF003976
|  | ER235 | Tunnusvõimsus |  | Rated power | rated power | ETIM | W |  | EF007051
|  | ER240 | Kolmefaasilise mootori tunnusvõimsus,, standardlülitus, 230 V |  | Rated power three-phase motor, inline, at 230 V | rated power three-phase motor, inline, at 230 V | ETIM | kW |  | EF007053
|  | ER245 | Kolmefaasilise mootori tunnusvõimsus,, standardlülitus, 400 V |  | Rated power three-phase motor, inline, at 400 V | rated power three-phase motor, inline, at 400 V | ETIM | kW |  | EF007054
|  | ER250 | Kolmefaasilise mootori tunnusvõimsus, täht-kolmnurklülitus, 230 V |  | Rated power three-phase motor, inside delta, at 230 V | rated power three-phase motor, inside delta, at 230 V | ETIM | kW |  | EF007055
|  | ER255 | Kolmefaasilise mootori tunnusvõimsus,, täht-kolmnurklülitus, 400 V |  | Rated power three-phase motor, inside delta, at 400 V | rated power three-phase motor, inside delta, at 400 V | ETIM | kW |  | EF007056
|  | ER260 | Nimivõimsus, 460 V, 60 Hz, 3-faasi |  | Rated power, 460 V, 60 Hz, 3-phase | rated power, 460 V, 60 Hz, 3-phase | ETIM | kW |  | EF009600
|  | ER265 | Nimivõimsus, 575 V, 60 Hz, 3-faasi |  | Rated power, 575 V, 60 Hz, 3-phase | rated power, 575 V, 60 Hz, 3-phase | ETIM | kW |  | EF009601
|  | ER290 | Temperatuurivahemik |  | Rated temperature | the range of allowed temerature that a device is certified to handle; the upper bound of this value is the maximum | IFC | K | RatedTemperature
|  | ER330 | Reaktsioonitemperatuur |  | Reaction temperature | reaction temperature | ETIM | °C |  | EF021803
|  | ER340 | Tarbijate võimsustarve |  | Receptacle load intensity | average power use intensity of appliances and other non-HVAC equipment in the space per unit area (PowerMeasure/IfcAreaMeasure) | IFC |  | ReceptacleLoadIntensity
|  | ER350 | Tagasivooluõhk |  | Recirculated air | loads from recirculated air | IFC | W | RecirculatedAir
|  | ER360 | Patarei mahtuvus |  | Recommended battery capacity | recommended battery capacity | ETIM | Ah |  | EF025739
|  | ER370 | Energia kokkuhoid |  | Reduction energy consumption | reduction energy consumption | ETIM | % |  | EF008484
|  | ER380 | Referents aastane jahutusvajadus, Qc |  | Reference annual cooling demand, Qc | reference cooling demand to be used as basis for calculation of SEER and calculated as the product of the design load for cooling (Pdesignc) and the equivalent active mode hours for cooling (Hce) | EN 14285:2018 | kWh
|  | ER390 | Referents aastane küttevajadus, Qh |  | Reference annual heating demand(s), Qh | reference heating demand for a designated heating season, to be used as basis for calculation of SCOP and calculated as the product of the design load for heating (Pdesignh) and the equivalent active mode hours for heating (Hhe) | EN 14285:2018 | kWh
|  | ER400 | Referents jahutusperiood |  | Reference cooling season | set of operating conditions describing per bin the combination of outdoor temperatures and the number of hours these temperature occur for cooling for which the unit is declared fit for purpose | EN 14285:2018
|  | ER410 | Referents ruumijahutuse lähtetingimused, Tdesignc |  | Reference design conditions for space cooling, Tdesignc | temperature conditions at 35 ˚C dry bulb (24 ˚C wet bulb) outdoor temperature and 27 ˚C dry bulb (19 ˚C wet bulb) indoor temperature | EN 14285:2018
|  | ER420 | Refents ruumide kütmise lähtetingimused, Tdesignh |  | Reference design conditions for space heating, Tdesignh | temperature conditions for average, colder and warmer climates | EN 14285:2018
|  | ER430 | Referents kütteperiood(id) |  | Reference heating season(s) | set of operating conditions describing per bin the combination of outdoor temperatures and the number of hours these temperature occur for heating for which the unit is declared fit for purpose | EN 14285:2018
|  | ER440 | Külmutusklass |  | Refrigerant class | refrigerant class used by the compressor | IFC |  | RefrigerantClass |  | CFC;HCFC;HFC;Hydrocarbons;Ammonia;CO2;H2O;Other;Not known;Unset
|  | ER450 | Külmaine saastetakistus |  | Refrigerant fouling resistance | fouling resistance on the refrigerant side | IFC | m2 K/W | RefrigerantFoulingResistance
|  | ER460 | Ülekütte tüüp |  | Reheat type | terminal box reheat type | IFC |  | ReheatType |  | Electrical heater;Watercoil reheat;Steamcoil reheat;Gas reheat;None;Other;Not known;Unset
|  | ER470 | Suhteline niiskus |  | Relative humidity | ratio (x 100) of the partial pressure of water vapour in the air to the water vapour-saturation pressure at the same temperature and the same total pressure | EN ISO 13731:2002 | W | RelativeHumidity
|  | ER480 | Taastuvenergia tarbimine |  | Renewable energy consumption | quantity of renewable energy used | ISO 21930:2017 | J | RenewableEnergyConsumption
|  | ER490 | Taastuvenergia tarbimine ühiku kohta |  | Renewable energy consumption per unit | quantity of renewable energy used | ISO 21930:2017 | J | RenewableEnergyConsumptionPerUnit
|  | ER500 | Hinnanguline energiatarve aastas 4 inimesega majapidamise korral |  | Representative energy consumption/year 4 person household (...) | representative energy consumption/year 4 person household (...) | ETIM | kWh |  | EF008756
|  | ER510 | Talub pidevalt temperatuuri kuni |  | Resistant to a continuous temperature to | resistant to a continuous temperature to | ETIM | °C |  | EF002313
|  | ER520 | Reageerimistemperatuur |  | Response temperature | response temperature | ETIM | °C |  | EF020206
|  | ER530 | Jahutuse tagasivoolu temperatuur |  | Return water temperature cooling | return water temperature in cooling mode | IFC | K | ReturnWaterTemperatureCooling
|  | ER540 | Kütte tagasivoolu temperatuur |  | Return water temperature heating | return water temperature in heating mode | IFC | K | ReturnWaterTemperatureHeating
| ES |  | Omadused, mis algavad tähega "S" (veeru "G" järgi) |  | Properties that start with letter "S" | terms (property names) are based on a given reference | CCI-EE
|  | ES075 | Hooajaline jõudluskoefitsient, SCOP |  | Seasonal coefficient of performance, SCOP | overall coefficient of performance of the unit, representative for the whole designated heating season | EN 14825:2018 | kWh/kWh
|  | ES080 | Hooajaline energiatõhususe tegur, SEER |  | Seasonal energy efficiency ratio, SEER | overall energy efficiency ratio of the unit, representative for the whole cooling season | EN 14825:2018 | kWh/kWh
|  | ES085 | Hooajaline energiatõhususe suhe, SEPR |  | Seasonal energy performance ratio, SEPR | overall efficiency ratio of a unit for providing process cooling, representative of variations in load and ambient temperature throughout the year | EN 14825:2018 | kWh/kWh
|  | ES090 | Sesoonne ruumijahutuse energiatõhusus |  | Seasonal space cooling energy efficiency, ηs,c | ratio between the space cooling demand for the cooling season, supplied by a space cooling unti and the annual energy consumption required to meet this demand | EN 14825:2018 | %
|  | ES095 | Sesoonne ruumikütte energiatõhusus |  | Seasonal space heating energy efficiency, ηs,h | ratio between the space heating demand for a designated heating season, supplied by a space heater and the annual energy consumption required to meet this demand | EN 14825:2018 | % |  | EF010597
|  | ES115 | Sekundaarpoole temperatuur |  | Secondary side temperature | secondary side temperature | EN 14511-2:2018
|  | ES120 | Sekundaartemperatuur |  | Secondary temperature | secondary temperature | ETIM | °C |  | EF021091
|  | ES140 | SEER (sesoonse energiatõhususe suhe) keskmistes oludes |  | SEER at average conditions | SEER (Seasonal Energy Efficiency Ratio) at average conditions | ETIM | % |  | EF010772
|  | ES145 | SEER (sesoonse energiatõhususe suhe) jahedates oludes |  | SEER at colder conditions | SEER (Seasonal Energy Efficiency Ratio) at colder conditions | ETIM | % |  | EF010773
|  | ES150 | SEER (sesoonse energiatõhususe suhe) soojades oludes |  | SEER at warmer conditions | SEER (Seasonal Energy Efficiency Ratio) at warmer conditions | ETIM | % |  | EF010774
|  | ES155 | SEER madala temperatuuri rakendus (35°C) keskmistes oludes |  | SEER (35 °C) at average conditions | SEER low temperature application (35 °C) at average conditions | ETIM | % |  | EF010784
|  | ES160 | SEER madala temperatuuri rakendus (35°C) jahedates oludes |  | SEER (35 °C) at colder conditions | SEER low temperature application (35 °C) at colder conditions | ETIM | % |  | EF010785
|  | ES165 | SEER madala temperatuuri rakendus (35°C) soojades oludes |  | SEER (35 °C) at warmer conditions | SEER low temperature application (35 °C) at warmer conditions | ETIM | % |  | EF010786
|  | ES170 | SEER keskmise temperatuuri rakendus (55°C) keskmistes oludes |  | SEER (55 °C) at average conditions | SEER middle temperature application (55 °C) at average conditions | ETIM | % |  | EF010787
|  | ES175 | SEER keskmise temperatuuri rakendus (55°C) jahedates oludes |  | SEER (55 °C) at colder conditions | SEER middle temperature application (55 °C) at colder conditions | ETIM | % |  | EF010788
|  | ES180 | SEER keskmise temperatuuri rakendus (55°C) soojades oludes |  | SEER (55 °C) at warmer conditions | SEER middle temperature application (55 °C) at warmer conditions | ETIM | % |  | EF010789
|  | ES220 | Mõistlik jahutusvõimsus |  | Sensible cooling capacity | capacity of the unit for removing sensible heat from the evaporator intake air | EN 14511-1:2018 | W | SensibleCoolingCapacity
|  | ES230 | Tuntav tõhusus |  | Sensible effectiveness | sensible heat transfer effectiveness, where effectiveness is defined as the ratio of heat transfer to maximum possible heat transfer | IFC |  | SensibleEffectiveness |  | [0;1]
|  | ES240 | Tuntav tõhususe tabel |  | Sensible effectiveness table | sensible heat transfer effectiveness curve as a function of the primary and secondary air flow rate | IFC |  | SensibleEffectivenessTable
|  | ES250 | Mõistlik soojuse suhtarv |  | Sensible heat ratio | air-side sensible heat ratio, or fraction of sensible heat transfer to the total heat transfer | EN 14511-1:2018 |  | SensibleHeatRatio
|  | ES260 | Tuntav soojusülekande kiirus |  | Sensible heat transfer rate | sensible heat transfer rate | IFC | W | SensibleHeatTransferRate
|  | ES270 | Tuntav kiirguskoormus |  | Sensible load to radiant | percent of sensible thermal load to radiant heat | IFC |  | SensibleLoadToRadiant
|  | ES290 | Seadepunkti külmumine |  | Set point frost | the detection of frost | IFC |  | SetPointFrost
|  | ES295 | Seadepunkti kiirgus |  | Set point radiation | the radiation power value to be sensed; use IfcPropertyBoundedValue.SetPointValue to set the set point value | IFC | W | SetPointRadiation
|  | ES300 | Seadistuspunkti temperatuur |  | Set point temperature | the temperature value to be sensed | IFC | K | SetPointTemperature
|  | ES400 | Võlli võimsus |  | Shaft power | the actual shaft power input to the compressor | IFC | W | ShaftPower
|  | ES405 | Võlli võimsusmäär |  | Shaft power rate | fan shaft power | IFC | W | ShaftPowerRate
|  | ES425 | Lühiajaline suurim koormus |  | Short-time peak load | short-time peak load | ETIM | W |  | EF004860
|  | ES445 | Siinusvõimsus, 4 Ohm |  | Sinus power at 4 Ohm | sinus power at 4 Ohm | ETIM | W |  | EF000810
|  | ES450 | Siinusvõimsus, 8 Ohm |  | Sinus power at 8 Ohm | sinus power at 8 Ohm | ETIM | W |  | EF005278
|  | ES455 | Keskmise kõlari siinusvõimsus |  | Sinus power central loudspeaker | sinus power central loudspeaker | ETIM | W |  | EF005279
|  | ES460 | Eesmise kõlari siinusvõimsus |  | Sinus power front loudspeaker | sinus power front loudspeaker | ETIM | W |  | EF005280
|  | ES465 | Tagumise kõlari siinusvõimsus |  | Sinus power rear loudspeaker | sinus power rear loudspeaker | ETIM | W |  | EF005281
|  | ES470 | Bassikõlari siinusvõimsus |  | Sinus power subwoofer | sinus power subwoofer | ETIM | W |  | EF005282
|  | ES520 | Seostatav päikesesüsteemiga |  | Solar integration | solar integration | ETIM |  |  |  | True;False
|  | ES560 | Ruumi niiskus |  | Space humidity | humidity of the space or zone that is required from user/designer view point; if no summer or winter space humidity requirements are given, it applies all year, otherwise for the intermediate period; provide this property, if no humidity range (min-max) is available | IFC | % | SpaceHumidity
|  | ES565 | Suurim ruumi niiskus |  | Space humidity max | maximal permitted humidity of the space or zone that is required from user/designer view point; if no summer or winter space humidity requirements are given, it applies all year, otherwise for the intermediate period | IFC | % | SpaceHumidityMax
|  | ES570 | Vähim ruumi niiskus |  | Space humidity min | minimal permitted humidity of the space or zone that is required from user/designer view point; if no summer or winter space humidity requirements are given, it applies all year, otherwise for the intermediate period | IFC | % | SpaceHumidityMin
|  | ES575 | Suvine ruumi niiskus |  | Space humidity summer | humidity of the space or zone for the hot (summer) period, that is required from user/designer view point and provided as requirement for cooling | IFC | % | SpaceHumiditySummer
|  | ES580 | Talvine ruumi niiskus |  | Space humidity winter | humidity of the space or zone for the cold (winter) period that is required from user/designer view point and provided as requirement for heating | IFC | % | SpaceHumidityWinter
|  | ES585 | Keskmine ruumi kiirgustemperatuur |  | Space mean radiant temperature | mean radiant temperature in the space | IFC | K | SpaceMeanRadiantTemperature
|  | ES590 | Ruumi suhteline niiskus |  | Space relative humidity | the relative humidity of the space | IFC |  | SpaceRelativeHumidity
|  | ES595 | Ruumi temperatuur |  | Space temperature | temperature of the space or zone, that is required from user/designer view point; if no summer or winter space temperature requirements are given, it applies all year, otherwise for the intermediate period; provide this value, if no temperatur range (Min-Max) is available | IFC | K | SpaceTemperature
|  | ES600 | Suurim ruumi temperatuur |  | Space temperature max | maximal temperature of the space or zone, that is required from user/designer view point; if no summer or winter space temperature requirements are given, it applies all year, otherwise for the intermediate period | IFC | K | SpaceTemperatureMax
|  | ES605 | Vähim ruumi temperatuur |  | Space temperature min | minimal temperature of the space or zone, that is required from user/designer view point; if no summer or winter space temperature requirements are given, it applies all year, otherwise for the intermediate period | IFC | K | SpaceTemperatureMin
|  | ES610 | Suurim suvine ruumi temperatuur |  | Space temperature summer max | maximal temperature of the space or zone for the hot (summer) period, that is required from user/designer view point and provided as requirement for cooling | IFC | K | SpaceTemperatureSummerMax
|  | ES615 | Vähim suvine ruumi temperatuur |  | Space temperature summer min | minimal temperature of the space or zone for the hot (summer) period, that is required from user/designer view point and provided as requirement for cooling | IFC | K | SpaceTemperatureSummerMin
|  | ES620 | Suurim talvine ruumi temperatuur |  | Space temperature winter max | maximal temperature of the space or zone for the cold (winter) period, that is required from user/designer view point and provided as requirement for heating | IFC | K | SpaceTemperatureWinterMax
|  | ES625 | Vähim talvine ruumi temperatuur |  | Space temperature winter min | minimal temperature of the space or zone for the cold (winter) period, that is required from user/designer view point and provided as requirement for heating | IFC | K | SpaceTemperatureWinterMin
|  | ES650 | Ventilaatori erivõimsus Qmax korral |  | Specific fan power at Qmax | specific fan power at qmax | ETIM | kW/(m³/s) |  | EF024231
|  | ES655 | Erisoojuse maht |  | Specific heat capacity | defines the specific heat of the material; heat energy absorbed per temperature unit | IFC | J/kg K | SpecificHeatCapacity | EF015605
|  | ES660 | Erisoojuse temperatuuri muut |  | Specific heat temperature derivative | specific heat temperature derivative | IFC |  | SpecificHeatTemperatureDerivative
|  | ES675 | Spetsiaalne soojusväljund |  | Specific thermal output | specific thermal output | ETIM | W/K |  | EF007538
|  | ES700 | Ooteoleku soojuskadu (Pstby) |  | Standby heat loss (Pstby) | standby heat loss (Pstby) | ETIM | kW |  | EF010913
|  | ES710 | Ooterežiimi töötunnid |  | Standby mode operating hours, Hsb | annual number of hours the unit is considered to be in standby mode, the value of which depends on the designated season and type of unit and operating mode(s) | EN 14825:2018 | h
|  | ES715 | Ooterežiimi võimsustarve |  | Standby mode power input, Psb | power input of the unit due to standby mode operation | EN 14825:2018 | W
|  | ES725 | Ooteoleku võimsustarve (solstandby) |  | Standby power consumption (solstandby) | standby power consumption (solstandby) | ETIM | W |  | EF010794
|  | ES730 | Võimsustarve ooteolekus / 24 h |  | Standby power consumption / 24 h | standby power consumption (24 h) | ETIM | kWh |  | EF000466
|  | ES750 | Seisukadu (S) |  | Standing loss (S) | standing loss (s) | ETIM | W |  | EF010596
|  | ES780 | Alajahutus |  | Subcooling | subcooling | ETIM | K |  | EF013497
|  | ES800 | Imipoole gaasi temperatuur |  | Suction gas temperature | suction gas temperature | ETIM | °C |  | EF013265
|  | ES805 | Imemisdüüsi võimsustarve |  | Suction nozzle power consumption | suction nozzle power consumption | ETIM | W |  | EF014235
|  | ES835 | Sobib mootori võimsusele |  | Suitable for engine power | suitable for engine power | ETIM | kW |  | EF025982
|  | ES850 | Sobib lambi võimsusele |  | Suitable for lamp power | suitable for lamp power | ETIM | W |  | EF000280
|  | ES851 | Sobib võimsusele (1 lamp) |  | Suitable for lamp power (1 lamp) | suitable for lamp power (1 lamp) | ETIM | W |  | EF006631
|  | ES852 | Sobib võimsusele (2 lampi) |  | Suitable for lamp power (2 lamps) | suitable for lamp power (2 lamps) | ETIM | W |  | EF006632
|  | ES853 | Sobib võimsusele (3 lampi) |  | Suitable for lamp power (3 lamps) | suitable for lamp power (3 lamps) | ETIM | W |  | EF006633
|  | ES854 | Sobib võimsusele (4 lampi) |  | Suitable for lamp power (4 lamps) | suitable for lamp power (4 lamps) | ETIM | W |  | EF006634
|  | ES870 | Küttekeha võimsus |  | Sump heater power | electrical heat power of sump heater | IFC | W | SumpHeaterPower
|  | ES890 | Täiendava kütteseadme võimsus |  | Supplementary capacity for heating, sup(Tj) | required capacity of supplementary heater that supplements the declared heating capacity to meet the part load for heating at a specific bin temperature Tj | EN 14825:2018
|  | ES895 | Elektri lisaenergia tarbimine (Qaux) |  | Supplementary electricity consumption (Qaux) | supplementary electricity consumption (Qaux) | ETIM | kWh |  | EF010782
|  | ES900 | Elektrienergia täiendav tarbimine täiskoormusel (ELmax) |  | Supplementary electricity consumption at full load (ELmax) | supplementary electricity consumption at full load (ELmax) | ETIM | kW |  | EF010897
|  | ES905 | Elektrienergia täiendav tarbimine ooteolekus (Psb) |  | Supplementary electricity consumption in standby-mode (Psb) | supplementary electricity consumption in standby-mode (Psb) | ETIM | kW |  | EF010912
|  | ES910 | Täiendav kütteseade |  | Supplementary heater | heater that generates heat in case the heat load is greater tha the declared capacity of the heat pump, using the Joule effect in electric heating elements or the combistion of fossil fuel | EN 14825:2018
|  | ES930 | Pealevoolu õhutemperatuur jahutamisel |  | Supply air temperature cooling | supply air temperature in cooling mode | IFC | K | SupplyAirTEmperatureCooling
|  | ES935 | Pealevoolu õhutemperatuur kütmisel |  | Supply air temperature heating | supply air temperature in heating mode | IFC | K | SupplyAirTemperatureHeating
|  | ES945 | Pealevoolu veetemperatuur jahutamisel |  | Supply water temperature cooling | supply water temperature in cooling mode | IFC | K | SupplyWaterTemperatureCooling
|  | ES950 | Pealevoolu veetemperatuur kütmisel |  | Supply water temperature heating | supply water temperature in heating mode | IFC | K | SupplyWaterTemperatureHeating
|  | ES960 | Pinna temperatuur |  | Surface temperature | average surface temperature of the component | IFC | K | SurfaceTemperature
|  | ES970 | Lülitusvõimsus |  | Switch capacity | switch capacity | ETIM | W |  | EF005233
|  | ES975 | Lülitusvõimsus HVAC |  | Switch capacity HVAC | switch capacity HVAC | ETIM | W |  | EF003887
|  | ES980 | Hõõglampide lülitusvõime |  | Switch capacity incandescent lamps | switch capacity incandescent lamps | ETIM | W |  | EF005229
|  | ES985 | Tahkekütuse boileri väljalülimise temperatuur |  | Switch temperature boiler off, Tfb,off | for hybrid systems, temperature above which the fossil boiler is switched off and heat only provided by the heat pump | EN 14825:2018
|  | ES990 | Soojuspumba väljalülimise temperatuur |  | Switch temperature heat pump off, Thp,off | for hybrid systems, temperature below which the heat pump is switched off and heat only provided by the fossil fuel boiler | EN 14825:2018
|  | ES995 | Lülitusvõimsus pingel 400 V |  | Switching power at 400 V | switching power at 400 v | ETIM | kW |  | EF009166
| ET |  | Omadused, mis algavad tähega "T" (veeru "G" järgi) |  | Properties that start with letter "T" | terms (property names) are based on a given reference | CCI-EE
|  | ET050 | Kraanivee võimsus |  | Tap water power | tap water power | ETIM | kW |  | EF009381
|  | ET100 | Temperatuur |  | Temperature | temperature of the fluid; for air this value represents the dry bulb temperature | IFC | K | Temperature | EF001731
|  | ET110 | Temperatuuri seadistamine |  | Temperature adjustment | temperature adjustment | ETIM | °C |  | EF002194
|  | ET130 | Temperatuuriklass |  | Temperature class | temperature class (according to directive 94/9/EC) | ETIM |  |  | EF001644 | T1;T2;T3;T4;T5;T6
|  | ET135 | Temperatuuri klassifikatsioon |  | Temperature classification | enumeration defining the temperature classification of the space heater surface temperature | IFC |  | TemperatureClassification |  | Low temperature;High temperature;Other;Not known;Unset
|  | ET140 | Temperatuuritegur Isc |  | Temperature coefficient Isc | temperature coefficient Isc | ETIM | %/K |  | EF012465
|  | ET145 | Temperatuuritegur Pmpp |  | Temperature coefficient Pmpp | temperature coefficient Pmpp | ETIM | %/K |  | EF012467
|  | ET150 | Temperatuuritegur Uoc |  | Temperature coefficient Uoc | temperature coefficient Uoc | ETIM | %/K |  | EF012466
|  | ET170 | Temperatuuri nihe |  | Temperature drift | temperature drift | ETIM | %/K |  | EF007507
|  | ET190 | Temperatuuri efektiivsus |  | Temperature effectiveness | temperature heat transfer effectiveness: the ratio of primary airflow temperature changes to maximum possible temperature changes | IFC |  | TemperatureEffectiveness |  | [0;1]
|  | ET210 | Temperatuuritegur |  | Temperature factor | the correction factor (typically measured as %/deg K) for adjusting the thermal current/time to an ambient temperature different from the value given by the defined temperature | IFC | % | TemperatureFactor
|  | ET240 | Temperature of discharge |  | Temperature of discharge | temperature of discharge | ETIM | °C |  | EF013779
|  | ET260 | Temperatuuri vahemik |  | Temperature range | allowable maximum and minimum temperature | IFC | K | TemperatureRange
|  | ET270 | Temperatuuriklass |  | Temperature rating | temperature rating | IFC | K | TemperatureRating
|  | ET290 | Temperatuuri taluvus |  | Temperature resistance (range) | temperature resistance (range) | ETIM | °C |  | EF003788
|  | ET295 | Temperatuuritaluvus, pikaajaline |  | Temperature resistance longtime | temperature resistance longtime | ETIM | °C |  | EF010493
|  | ET300 | Temperatuuritaluvus, lühiajaline |  | Temperature resistance shorttime | temperature resistance shorttime | ETIM | °C |  | EF010494
|  | ET320 | Temperatuuri valik |  | Temperature selection | temperature selection | ETIM | °C |  | EF002160
|  | ET325 | Temperatuuriandur |  | Temperature sensor | temperature sensor | ETIM | °C |  | EF006721
|  | ET330 | Temperatuurianduri tüüp |  | Temperature sensor type | enumeration that Identifies the types of temperature sensor that can be specified | IFC |  | TemperatureSensorType |  | Highlimit;Lowlimit;Outside temperature;Operating temperature;Room temperature;Other;Not known;Unset
|  | ET335 | Temperatuuri seadepunkt |  | Temperature set point | the temperature setpoint range and default setpoint | IFC | K | TemperatureSetPoint
|  | ET340 | Temperatuuri sättepiirkond |  | Temperature setting range | temperature setting range | ETIM | °C |  | EF021341
|  | ET370 | Temperatuur on seadistatav |  | Temperature value adjustable | temperature value adjustable | ETIM | °C |  | EF003900
|  | ET420 | Soojusmahtuvus |  | Thermal capacity | thermal property indicating heat capacity | CCI-EE
|  | ET425 | Soojusmugavus |  | Thermal comfort | thermal property that indicates the thermal comfort of a material or surface layer | CCI-EE
|  | ET430 | Soojuserijuhtivus |  | Thermal conductivity | thermal property that indicates the ability of a material to conduct heat (K-value) | EN ISO 10077-1:2017 | W/m K | ThermalConductivity | EF020017
|  | ET435 | Soojuserijuhtivus (EN 12664) |  | Thermal conductivity (EN 12664) | thermal conductivity (EN 12664) | EN 12664:2001 | W/(m.K) |  | EF013881
|  | ET440 | Soojuserijuhtivus (90/90) |  | Thermal conductivity (90/90) | thermal conductivity (90/90) | EN 1745:2020 | W/(m.K) |  | EF010338
|  | ET445 | Soojuserijuhtivus (lambda-10, kuiv, P=50%) |  | Thermal conductivity (lambda 10, dry, stone) | thermal conductivity (lambda 10, dry, stone) | EN 1745:2020 | W/(m.K) |  | EF014659
|  | ET450 | Soojuserijuhtivuse temperatuuri muut |  | Thermal conductivity temperature derivative | thermal conductivity temperature derivative | IFC |  | ThermalConductivityTemperatureDerivative
|  | ET460 | Thermal dissipation (dT = 20 K) |  | Thermal dissipation (dT = 20 K) | thermal dissipation (dT = 20 K) | IEC/TR 60890:2014 | W |  | EF014986
|  | ET480 | Soojuslik tõhusus (kasutegur) |  | Thermal efficiency | is defined as gross energy output of the heat transfer device divided by the energy input | IFC | % | ThermalEfficiency | EF022200 | [0;1]
|  | ET485 | Soojuslik tõhusus (EPN standard) |  | Thermal efficiency (EPN standard) | thermal efficiency according to EPN standard | ETIM | % |  | EF024363
|  | ET490 | Soojuspaisumistegur |  | Thermal expansion coefficient | a measure of the expansion coefficient for warming up the material about one Kelvin | IFC | 1/K | ThermalExpansionCoefficient
|  | ET510 | Soojusisolatsioon (R) |  | Thermal insulation (R) | thermal insulation (r) | ETIM | W/(m².K) |  | EF010127
|  | ET515 | Soojusisolatsioon (U) |  | Thermal insulation (U) | thermal insulation (u) | ETIM | W/(m².K) |  | EF010491
|  | ET520 | Soojuskiirgus (tagant) |  | Thermal IR emissivity back | defines the fraction of thermal energy emitted per unit area to "blackbody" at the same temperature, through the "back" side of the material | IFC |  | ThermalIrEmissivityBack
|  | ET525 | Soojuskiirgus (eest) |  | Thermal IR emissivity front | defines the fraction of thermal energy emitted per unit area to "blackbody" at the same temperature, through the "front" side of the material | IFC |  | ThermalIrEmissivityFront
|  | ET530 | Soojuskiirguse läbilaskvus |  | Thermal IR transmittance | defines the fraction of thermal energy that passes through per unit area, perpendicular to the surface | IFC |  | ThermalIrTransmittance
|  | ET550 | Soojusmassi soojusmahtuvus |  | Thermal mass heat capacity | product of component mass and specific heat | IFC | J/K | ThermalMassHeatCapacity
|  | ET570 | Soojustakistus |  | Thermal resistance | heat property and a measurement of a temperature difference by which an object or material resists a heat flow (R-value) | NATSPEC BIM;BIM Forum | m2 K/W
|  | ET590 | Soojusläbivus |  | Thermal transmittance | thermal transmittance coefficient (U-value) | EN ISO 10077-1:2017 | W/m2 K | ThermalTransmittance | EF010083
|  | ET595 | Suvine soojusläbivus |  | Thermal transmittance summer | summer thermal transmittance coefficient of the glazing only, often referred to as (U-value) | IFC | W/m2 K | ThermalTransmittanceSummer
|  | ET600 | Talvine soojusläbivus |  | Thermal transmittance winter | winter thermal transmittance coefficient of the glazing only, often referred to as (U-value) | IFC | W/m2 K | ThermalTransmittanceWinter
|  | ET620 | Soojusisolatsiooniga |  | Thermally insulated | thermally insulated | ETIM |  |  | EF002257 | True;False
|  | ET630 | Termomeetri tüüp |  | Thermometer type | identifies the means by which temperature is displayed | IFC |  | ThermometerType |  | Dial;Digital;Stem;Other;Not known;Unset
|  | ET650 | Termostaadi väljalülitatud režiimi töötunnid |  | Thermostat-off mode operating hours, Hto | annual number of hours the unit is considered to be in thermostat-off mode, the value of which depends on the designated season and type of unit and operating mode(s) | EN 14825:2018
|  | ET655 | Termostaadi väljalülitatud režiimi võimsustarve |  | Thermostat-off mode power input, Pto | power input of the unit due to thermostat-off mode operation | EN 14825:2018
|  | ET720 | Summaarne jahutusvõimsus |  | Total cooling capacity | total cooling capacity; this includes cooling capacity of beam and cooling capacity of supply air | IFC | W | TotalCoolingCapacity | EF024986
|  | ET730 | Summaarne jahutusvõimsus (+40/0 °C, R-404a) |  | Total cooling capacity +40/0 °C, R-404a | total cooling capacity +40/0 °C, R-404a | ETIM | kW |  | EF013589
|  | ET735 | Summaarne jahutusvõimsus 26 °C - 17/19 korral |  | Total cooling capacity 26 °C - 17/19 | total cooling capacity 26 °C - 17/19 | ETIM | W |  | EF025277
|  | ET740 | Summaarne jahutusvõimsus (32 °C dT10K, R404a) |  | Total cooling capacity 32 °C dT10K, R404a | total cooling capacity 32 °C dT10K, R404a | ETIM | kW |  | EF013591
|  | ET745 | Summaarne jahutusvõimsus (32 °C dT15K, R404a) |  | Total cooling capacity 32 °C dT15K, R404a | total cooling capacity 32 °C dT15K, R404a | ETIM | kW |  | EF013590
|  | ET750 | Summaarne jahutusvõimsus (0/-8 °C, R404a) |  | Total cooling capacity at 0/-8 °C, R404a | total cooling capacity at 0/-8 °C, R404a | ETIM | kW |  | EF013573
|  | ET755 | Summaarne jahutusvõimsus (10/0 °C, R404a) |  | Total cooling capacity at 10/0 °C, R404a | total cooling capacity at 10/0 °C, R404a | ETIM | kW |  | EF013586
|  | ET760 | Summaarne jahutusvõimsus (-18/-25 °C, R404a) |  | Total cooling capacity at -18/-25 °C, R404a | total cooling capacity at -18/-25 °C, R404a | ETIM | kW |  | EF013588
|  | ET765 | Summaarne jahutusvõimsus (35/35 °C) |  | Total cooling capacity at 35/35 °C | total cooling capacity at 35/35 °C | EN 14511-3:2018 | W |  | EF011920
|  | ET780 | Summaarne jahutuskoormus |  | Total cooling load | the peak total cooling load for the building, zone or space | IFC | W | TotalCoolingLoad
|  | ET800 | Summaarne efektiivsus |  | Total effectiveness | total heat transfer effectiveness: the ratio of heat transfer to the maximum possible heat transfer | IFC |  | TotalEffectiveness |  | [0;1]
|  | ET805 | Summaarne efektiivsuse tabel |  | Total effectiveness table | total heat transfer effectiveness curve as a function of the primary and secondary air flow rate | IFC |  | TotalEffectivenessTable
|  | ET825 | Summaarne soojustagastus |  | Total heat gain | the total amount of heat or energy gained by the space at the time of the space's peak cooling conditions | IFC | W | TotalHeatGain
|  | ET830 | Summaarne soojuskadu |  | Total heat loss | the total amount of heat or energy lost by the space at the time of the space's peak heating conditions | IFC | W | TotalHeatLoss
|  | ET835 | Summaarne soojusülekanne |  | Total heat transfer rate | total heat transfer rate | IFC | W | TotalHeatTransferRate
|  | ET840 | Summaarne küttevõimsus |  | Total heating capacity | total heating capacity; this includes heating capacity of beam and heating capacity of supply air | IFC | W | TotalHeatingCapacity | EF024994
|  | ET845 | Summaarne soojuskoormus |  | Total heating load | the peak total heating load for the building, zone or space | IFC | W | TotalHeatingLoad
|  | ET875 | Summaarne varjatud koormus |  | Total latent load | total energy added or removed from air that affects its humidity or concentration of water vapor; if a value is less than zero (negative), then the thermal load is lost from the space; if a value is greater than zero (positive), then the thermal load is a gain to the space | IFC | W | TotalLatentLoad
|  | ET895 | Summaarne sisendvõimsus |  | Total power input | power input of all components of the unit | EN 14511-1:2018
|  | ET900 | Primaarenergia kogutarbimine |  | Total primary energy consumption | quantity of energy used | ISO 21930:2017 | J | TotalPrimaryEnergyConsumption
|  | ET905 | Primaarenergia kogutarbimine ühiku kohta |  | Total primary energy consumption per unit | quantity of energy used per unit | ISO 21930:2017 | J | TotalPrimaryEnergyConsumptionPerUnit
|  | ET925 | Summaarne kiirguskoormus |  | Total radiant load | total electromagnetic energy added or removed by emission or absorption; if a value is less than zero (negative), then the thermal load is lost from the space; if a value is greater than zero (positive), then the thermal load is a gain to the space | IFC | W | TotalRadiantLoad
|  | ET940 | Summaarne tuntav soojustagastus |  | Total sensible heat gain | the total sensible heat or energy gained by the space during the peak cooling conditions | IFC | W | TotalSensibleHeatGain
|  | ET945 | Summarne tuntav koormus |  | Total sensible load | total energy added or removed from air that affects its temperature; if a value is less than zero (negative), then the thermal load is lost from the space; if a value is greater than zero (positive), then the thermal load is a gain to the space | IFC | W | TotalSensibleLoad
|  | ET960 | Summaarne võimsus |  | Total wattage | wattage on whole lightfitting device with all sources intact | IFC | W | TotalWattage
|  | ET980 | Ülekandevõimsus |  | Transmitting power | transmitting power | ETIM | W |  | EF008704
| EU |  | Omadused, mis algavad tähega "U" (veeru "G" järgi) |  | Properties that start with letter "U" | terms (property names) are based on a given reference | CCI-EE
|  | EU300 | Ug-väärtus |  | Ug-value | ug-value | ETIM | W/(m².K) |  | EF010273
|  | EU600 | Kasutatava patarei mahtuvus |  | Usable battery capacity | usable battery capacity | ETIM | kWh |  | EF012483
|  | EU625 | Kasutegur soojusemissiooni nimitalitluses ja kõrgel temperatuuril (n4) |  | Useful efficiency | useful efficiency at nominal heat emission, operation at high temperature (n4) | ETIM | % |  | EF010911
|  | EU650 | Kasulik soojusemissioon nimitalitluses ja kõrgel temperatuuril (P4) |  | Useful heat emission at nom. heat emission, operation at high temperature (P4) | useful heat emission at nom. heat emission, operation at high temperature (P4) | ETIM | kW |  | EF010910
|  | EU875 | Uw-väärtus |  | Uw-value | uw-value | ETIM | W/(m².K) |  | EF010274
| EV |  | Omadused, mis algavad tähega "V" (veeru "G" järgi) |  | Properties that start with letter "V" | terms (property names) are based on a given reference | CCI-EE
|  | EV075 | Muutuva väljundiga |  | Variable outlet | water(brine) outlet temperature that is used when the control of the unit has means to automatically vary the water(brine) outlet temperature with the outdoor temperature | EN 14825:2018
| EW |  | Omadused, mis algavad tähega "W" (veeru "G" järgi) |  | Properties that start with letter "W" | terms (property names) are based on a given reference | CCI-EE
|  | EW075 | Soojemad kliimatingimused |  | Warmer climate conditions | temperature conditions characteristic for the city of Athens for the heating season | EN 14825:2018
|  | EW125 | Veekütte energiatõhusus (Nwh) |  | Water heating energy efficiency (Nwh) | water heating energy efficiency (Nwh) | ETIM | % |  | EF010599
|  | EW150 | Vee sissevoolu temperatuurivahemik |  | Water inlet temperature range | allowable water inlet temperature range | IFC | K | WaterInletTemperatureRange
|  | EW170 | Veepaagi temperatuur |  | Water sump temperature | water sump temperature | IFC | K | WaterSumpTemperature
|  | EW190 | Vee temperatuur |  | Water temperature | water temperature | ETIM | °C |  | EF024845
|  | EW300 | Kaalutud energiatarbimine 1000 tunni kohta |  | Weighted energy consumption in 1000 hours | weighted energy consumption in 1000 hours | ETIM | kWh |  | EF009483
|  | EW350 | Märja termomeetri temperatuur |  | Wet bulb temperature | wet bulb temperature of the air | IFC | K | WetBulbTemperature
| EY |  | Omadused, mis algavad tähega "Y" (veeru "G" järgi) |  | Properties that start with letter "Y" | terms (property names) are based on a given reference | CCI-EE
|  | EY200 | Aastane mittepäikeseenergia (Qnonsol) võimsusprofiil L |  | Yearly share of non-solar energy (Qnonsol) capacity profile L | yearly share of non-solar energy (Qnonsol) capacity profile L | ETIM | kWh |  | EF010791
|  | EY210 | Aastane mittepäikeseenergia (Qnonsol) võimsusprofiil M |  | Yearly share of non-solar energy (Qnonsol) capacity profile M | yearly share of non-solar energy (Qnonsol) capacity profile M | ETIM | kWh |  | EF010790
|  | EY220 | Aastane mittepäikeseenergia (Qnonsol) võimsusprofiil XL |  | Yearly share of non-solar energy (Qnonsol) capacity profile XL | yearly share of non-solar energy (Qnonsol) capacity profile XL | ETIM | kWh |  | EF010792
|  | EY230 | Aastane mittepäikeseenergia (Qnonsol) võimsusprofiil XXL |  | Yearly share of non-solar energy (Qnonsol) capacity profile XXL | yearly share of non-solar energy (Qnonsol) capacity profile XXL | ETIM | kWh |  | EF010793
|  | EY400 | Väljund vastavalt DST testile |  | Yield according to DST test | yield according to dst test | ETIM | GJ/year |  | EF020454
F? |  |  | Keskkonnaga seotud omadused |  | Environmental properties | terms (properties) regarding environmental impact | CCI-EE
| FA |  | Omadused, mis algavad tähega "A" (veeru "G" järgi) |  | Properties that start with letter "A" | terms (property names) are based on a given reference | CCI-EE
|  | FA150 | Hapestumine | hapestumispotentsiaal, kogunenud ületamine (AP) | Acidification | environmental property that indicates the acidification potential, accumulated exceedance (AP) | EN 15804:2012 | mol H+ eq.
|  | FA450 | Taaskasutamata fraktsiooni kogus |  | Amount of non-recycled fraction | amount of non-recycled fraction and its end-of-life | CEN-TR 16957:2016 | kg
|  | FA550 | Aastane sademete hulk |  | Annual precipitation | annual precipitation | CEN-TR 16957:2016 | mm
|  | FA750 | Tuha sisaldus |  | Ash content | ash content in mass of dry basis | EN ISO 18122:2015 | %
|  | FA775 | Tuhasisaldus komposti väetusväärtusena |  | Ash content as fertilising value of compost | used for composting models, g/kg of dry waste | CEN-TR 16957:2016 | g/kg
|  | FA800 | Tuhasisaldus kääritusjääkide väetusväärtusena |  | Ash content as fertilising value of digestates | used for biogas models, g/kg of dry waste | CEN-TR 16957:2016 | g/kg
|  | FA850 | Keskkonna hapestatus |  | Atmospheric acidification | quantity of gases responsible for the atmospheric acidification calculated in equivalent SO2 | IFC | kg | AtmosphericAcidification
|  | FA875 | Keskkonna hapestatus ühiku kohta |  | Atmospheric acidification per unit | quantity of gases responsible for the atmospheric acidification calculated in equivalent SO2 | IFC | kg | AtmosphericAcidificationPerUnit
| FB |  | Omadused, mis algavad tähega "B" (veeru "G" järgi) |  | Properties that start with letter "B" | terms (property names) are based on a given reference | CCI-EE
|  | FB300 | Biolagunev süsinik anaeroobsel kääritamisel (%) |  | Biodegrable carbon in anaerobic digestion (%) | share of biodegradable carbon actually decomposed into inorganic components within a defined time period (in anaerobic digestion) | CEN-TR 16957:2016 | %
|  | FB325 | Biolagunev süsinik komposiitides |  | Biodegrable carbon in compositing | share of biodegradable carbon actually decomposed into inorganic components within a defined time period (in compositing) | CEN-TR 16957:2016 | %
|  | FB350 | Biolagunev süsinik põletamisel (%) |  | Biodegrable carbon in incineration (%) | share of biodegradable carbon actually decomposed into inorganic components within a defined time period (in incineration) | CEN-TR 16957:2016 | %
|  | FB375 | Biolagunev süsinik prügilas (%) |  | Biodegrable carbon in landfill (%) | share of biodegradable carbon actually decomposed into inorganic components within a defined time period (in landfill) | CEN-TR 16957:2016 | %
|  | FB400 | Biolagunev süsinik prügilas (aastates) |  | Biodegrable carbon in landfill (years) | share of biodegradable carbon actually decomposed into inorganic components within a defined time period (in landfill) | CEN-TR 16957:2016 | years
|  | FB425 | Biogaasi tootmine |  | Biogas production | biogas production for landfill models, m3/t waste | CEN-TR 16957:2016 | m3/t
|  | FB450 | Biogeense süsiniku sisaldus pakendis |  | Biogenic carbon content in accompanying packaging | environmental property that indicates biogenic carbon content in accompanying packaging | EN 15804:2012 | kg C
|  | FB475 | Biogeenne süsiniku sisaldus tootes |  | Biogenic carbon content in product | environmental property that indicates biogenic carbon content in product | EN 15804:2012 | kg C
|  | FB600 | BHT heitkogused vette |  | BOD emissions to water | used for composting models, g/kg of dry waste | CEN-TR 16957:2016 | g/kg
| FC |  | Omadused, mis algavad tähega "C" (veeru "G" järgi) |  | Properties that start with letter "C" | terms (property names) are based on a given reference | CCI-EE
|  | FC050 | C komposti väetusväärtusena |  | C as fertilising value of compost | used for composting models, g/kg of dry waste | CEN-TR 16957:2016 | g/kg
|  | FC075 | C kui kääritusjääkide väetusväärtus |  | C as fertilising value of digestates | used for biogas models, g/kg of dry waste | CEN-TR 16957:2016 | g/kg
|  | FC100 | Süsinikusisaldus |  | Carbon content | the carbon content in the fuel; this is measured in weight of carbon per unit weight of fuel and is therefore unitless | IFC |  | CarbonContent
|  | FC125 | Süsinikdioksiidi heitkogused |  | Carbon dioxide emissions | rate of emission of carbon dioxide | IFC | kg/s | CarbonDioxideEmissions
|  | FC150 | Süsiniku jalajälg |  | Carbon footprint | the total greenhouse gas (GHG) emissions caused by an individual, event, organization, service, or product, expressed as carbon dioxide equivalent | NATSPEC BIM
|  | FC250 | CH4 biogaasi koostis, biogaas |  | CH4 biogas composition, biogas | used for biogas models | CEN-TR 16957:2016 | %
|  | FC275 | CH4 biogaasi koostis, prügila |  | CH4 biogas composition, landfill | used for landfill models | CEN-TR 16957:2016 | %
|  | FC300 | CH4 heide õhku, comp |  | CH4 emissions to air, comp | used for composting models, g/kg of dry waste | CEN-TR 16957:2016 | g/kg
|  | FC325 | CH4 heitkogused õhku, inc |  | CH4 emissions to air, inc | used for incineration models, g/kg of dry waste | CEN-TR 16957:2016 | g/kg
|  | FC350 | CH4 heitkogused õhku, rec |  | CH4 emissions to air, rec | used for energy recovery models, g/kg of dry waste | CEN-TR 16957:2016 | g/kg
|  | FC375 | Tunnustegur |  | Characterization factor | factor derived from a characterization model which is applied to convert an assigned life cycle inventory analysis result to the common unit of the category indicator | EN 15804:2012
|  | FC475 | Kliimamuutus - biogeenne (GWPB) | globaalse soojenemise potentsiaal - biogeenne (GWPB) | Climate change - biogenic (GWPB) | global warming potential - biogenic (GWPB) | EN 15804:2012 | kg CO2 eq.
|  | FC500 | Kliimamuutus - fossiilne (GWPF) | globaalse soojenemise potentsiaal - fossiilne (GWPF) | Climate change - fossil (GWPF) | global warming potential - fossil fuels (GWPF) | EN 15804:2012 | kg CO2 eq.
|  | FC525 | Kliimamuutus - maakasutus ja selle muutumine (GWPL) | globaalse soojenemise potentsiaal - maakasutus ja selle muutumine (GWPL) | Climate change - land use and land use change (GWPL) | global warming potential - land use and land use change (GWPL) | EN 15804:2012 | kg CO2 eq.
|  | FC550 | Kliimamuutus - täielik (GWPT) | globaalse soojenemise potentsiaal - täielik (GWPT), GWPT=GWPF+GWPB+GWPL | Climate change - total (GWPT) | quantity of greenhouse gases emitted calculated in equivalent CO2, global warming potential (GWPT), GWPT= GWPF+GWPB+GWPL | EN 15804:2012 | kg CO2 eq. | ClimateChange
|  | FC575 | Kliimamuutused ühiku kohta |  | Climate change per unit | quantity of greenhouse gases emitted calculated in equivalent CO2 | IFC | kg CO2 eq. | ClimateChangePerUnit
|  | FC590 | Kliimaklass (uksed) |  | Climate class (doors) | climate class (doors) | EN 12219:2000 |  |  | EF013278 | Class 1;Class 2;Class 3;Class 4;Other
|  | FC650 | CO sisaldus |  | CO content | carbon monoxide (CO) content of the products of combustion; this is measured in weight of CO per unit weight and is therefore unitless | IFC |  | COContent
|  | FC675 | CO2 biogaasi koostis, biogaas |  | CO2 biogas composition, biogas | used for biogas models | CEN-TR 16957:2016 | %
|  | FC700 | CO2 biogaasi koostis, prügila |  | CO2 biogas composition, landfill | used for landfill models | CEN-TR 16957:2016 | %
|  | FC725 | CO2 sisaldus |  | CO2 content | carbon dioxide (CO2) content of the products of combustion; this is measured in weight of CO2 per unit weight and is therefore unitless | IFC |  | CO2Content
|  | FC750 | CO2 heide õhku, kompostimine |  | CO2 emissions to air, composting | used for composting models, g/kg of dry waste | CEN-TR 16957:2016 | g/kg
|  | FC775 | CO2 heitkogused õhku, sh |  | CO2 emissions to air, inc | used for incineration models, g/kg of dry waste | CEN-TR 16957:2016 | g/kg
|  | FC800 | CO2 heide õhku, rec |  | CO2 emissions to air, rec | used for energy recovery models, g/kg of dry waste | CEN-TR 16957:2016 | g/kg
|  | FC825 | Komponendid korduvkasutamiseks |  | Components for re-use | environmental property indicating reusable component | EN 15804:2012 | kg
|  | FC850 | Vestlussuhe |  | Conversation ratio | used for composting models, fertilising value of compost, kg output compost (dry content) / kg input waste (dry content) | CEN-TR 16957:2016 | kg/kg
| FD |  | Omadused, mis algavad tähega "D" (veeru "G" järgi) |  | Properties that start with letter "D" | terms (property names) are based on a given reference | CCI-EE
|  | FE200 | Abiootiliste ressursside ammendumine - fossiilkütused (ADPF) | fossiilsete ressursside abiootiline ammendumispotentsiaal (ADP-fossiilne) | Depletion of abiotic resources - fossil fuels (ADPF) | environmental property indicating depletion of fossil resources (ADPF) | EN 15804:2012 | J
|  | FE225 | Abiootiliste ressursside ammendumine - mineraalid ja metallid (ADPM) | mittefossiilsete ressursside abiootiline ammendumispotentsiaal (ADP-mineraalid ja metallid) | Depletion of abiotic resources - minerals and metals (ADPM) | environmental characteristic indicating depletion of non-fossil resources (ADPM) | EN 15804:2012 | kg Sb eq.
| FE |  | Omadused, mis algavad tähega "E" (veeru "G" järgi) |  | Properties that start with letter "E" | terms (property names) are based on a given reference | CCI-EE
|  | FE100 | Ökotoksilisus - magevesi (ETP-fw) | potentsiaalne võrdlev toksilisuse ühik ökosüsteemidele (fresh water, ETP-fw) | Eco-toxicity - freswater (ETP-fw) | potential comparative toxic unit for ecosystems (ETP-fw) | EN 15804:2012 | CTUe
|  | FE150 | Prügilagaasi kogumise tõhusus |  | Efficiency of landfill gas capture | biogas composition for landfill models, % | CEN-TR 16957:2016 | %
|  | FE160 | Nõrgvee püüdmise efektiivsus |  | Efficiency of leachate capture | efficiency of leachate capture, % of generated leachate captured | CEN-TR 16957:2016 | %
|  | FE300 | Eriheide |  | Emission factor | expression for the ratio of the rate at which an air pollutant is emitted as a result of some activity, to the rate of that activity | ISO 4225:2021 | kg CO2/GJ
|  | FE375 | Biogaasi energiasisaldus, biogaas |  | Energy content of the biogas, biogas | energy content of the biogas (biogas models), MJ/m3 biogas | CEN-TR 16957:2016 | MJ/m3
|  | FE385 | Biogaasi energiasisaldus, prügila |  | Energy content of the biogas, landfill | energy content of the biogas (landfill models), MJ/m3 biogas | CEN-TR 16957:2016 | MJ/m3
|  | FE415 | Energianõudlus (püüdmispaigaldised) |  | Energy demand (capture installations) | energy demand (capture installations) for biogas model (waste input) | CEN-TR 16957:2016 | kWh/t
|  | FE425 | Energiavajadus (elekter), prügila |  | Energy demand (electrical), landfill | energy demand (electrical) for landfill models (waste handling, capture installations etc.), kWh/t waste | CEN-TR 16957:2016 | kWh/t
|  | FE435 | Energiavajadus (elekter), taaskasutus |  | Energy demand (electrical), recycling | energy demand (electrical) for recycling model (waste input) | CEN-TR 16957:2016 | kWh/t
|  | FE445 | Energiavajadus (mehaaniline), prügila |  | Energy demand (mechanical), landfill | energy demand (mechanical) for landfill models (waste handling, capture installations etc.), kWh/t waste | CEN-TR 16957:2016 | kWh/t
|  | FE455 | Energiavajadus (mehaaniline), taaskasutus |  | Energy demand (mechanical), recycling | energy demand (mechanical) for recycling model (waste input) | CEN-TR 16957:2016 | kWh/t
|  | FE465 | Energiavajadus (muu), biogaas |  | Energy demand (other), biogas | energy demand (other) for biogas model (waste input) | CEN-TR 16957:2016 | kWh/t
|  | FE475 | Energiavajadus (soojus), prügila |  | Energy demand (thermal), landfill | energy demand (thermal) for landfill models (waste handling, capture installations etc.), kWh/t waste | CEN-TR 16957:2016 | kWh/t
|  | FE485 | Energiavajadus (soojus), taaskasutus |  | Energy demand (thermal), recycling | energy demand (thermal) for recycling model (waste input) | CEN-TR 16957:2016 | kWh/t
|  | FE495 | Energiavajadus (jäätmekäitlus), biogaas |  | Energy demand (waste handling), biogas | energy demand (waste handling) for biogas model (waste input) | CEN-TR 16957:2016 | kWh/t
|  | FE525 | Energia taaskasutus (elekter), prügilagaas |  | Energy recovery (electric), landfill gas | energy recovery (electric) from landfill gas for landfill models, electric energy, kWh/t waste | CEN-TR 16957:2016 | kWh/t
|  | FE535 | Energia taaskasutamine (elektriline), taaskasutus |  | Energy recovery (electric), recovery | incineration models, energy recovery (electric), MJ/kg waste | CEN-TR 16957:2016 | MJ/kg
|  | FE545 | Energiatagastus (elektriline), taastamine |  | Energy recovery (electrical), recovery | energy recovery models, energy recovery (electrical), MJ/kg waste | CEN-TR 16957:2016 | MJ/kg
|  | FE555 | Energia taaskasutus (soojus), taaskasutus |  | Energy recovery (heat), recovery | incineration models, energy recovery (heat), MJ/kg waste | CEN-TR 16957:2016 | MJ/kg
|  | FE565 | Energia taaskasutus (soojus), taaskasutus |  | Energy recovery (heat), recovery | energy recovery models, energy recovery (heat), MJ/kg waste | CEN-TR 16957:2016 | MJ/kg
|  | FE575 | Energia taaskasutus (soojus), prügilagaas |  | Energy recovery (thermal), landfill gas | energy recovery (thermal) from landfill gas for landfill models, thermal energy, kWh/t waste | CEN-TR 16957:2016 | kWh/t
|  | FE625 | Energiakasutus (aastas / m2) |  | Energy use (per year / m2) | indicates energy use per year and square meters | CCI-EE | kw/(year m2)
|  | FE650 | Keskkonnanõue (akna- ja uksetarvikud) |  | Environmental condition (building hardware) | environmental condition (building hardware) | EN 14846:2008 |  |  | EF013475 | 0;A;B;C;D;E;F;G;H;J;K;L;M;N;P;Other
|  | FE670 | Keskkonnaindikaatori ühik |  | Environmental indicator unit | the unit of the quantity the environmental indicators values are related with | IFC |  | Unit
|  | FE685 | Keskkonnamärgis (keskkonnateatis) |  | Environmental label (environmental declaration) | claim which indicates the environmental aspects of a product or a service; an environmental label or declaration may take the form of a statement, symbol or graphic on a product or package label, in product literature, in technical bulletins, in advertising or in publicity, amongst other things | EN ISO 14025:2010
|  | FE700 | Keskkonnakindlus (akna- ja uksetarvikud) |  | Environmental resistance (building hardware) | environmental resistance (building hardware) | EN 15684:2020 |  |  | EF013159 | Grade 0;Grade 1;Grade 2;Grade 3;Grade 4
|  | FE750 | Eutrofeerumine |  | Eutrophication | quantity of eutrophicating compounds calculated in equivalent PO4 | IFC | kg | Eutrophication
|  | FE760 | Magevee eutrofeerumine (EPF) | eutrofeerumispotentsiaal, magevee lõppkasutusse jõudvate toitainete komponendid (EPF) | Eutrophication - aquatic freshwater (EPF) | eutrophication potential, fraction of nutrients reaching freshwater end compartment (EPF) | EN 15804:2012 | kg PO4 eq.
|  | FE770 | Merevee eutrofeerumine (EPM) | eutrofeerumispotentsiaal, merre jõudvate toitainete komponendid (EPM) | Eutrophication - aquatic marine (EPM) | eutrophication potential, fraction of nutrients reaching marine end compartment (EPF) | EN 15804:2012 | kg N eq.
|  | FE780 | Maismaa eutrofeerumine (EPT) | eutrofeerumispotentsiaal, kogunenud ületamine (EPT) | Eutrophication - terrestrial (EPT) | eutrophication potential, accumulated exceedance (EPF) | EN 15804:2012 | mol N eq.
|  | FE800 | Eutrofeerumine ühiku kohta |  | Eutrophication per unit | quantity of eutrophicating compounds calculated in equivalent PO4 | IFC | kg | EutrophicationPerUnit
|  | FE880 | Eksporditud energia |  | Exported energy | environmental property indicating exported energy | EN 15804:2012
|  | FE900 | Keskkonnaklass |  | Exposure class | classification of the chemical and physical impacts a structure is subjected to | EN 206:2014 |  | ExposureClass
|  | FE910 | Keskkonnaklass (külmumise-/sulamistsüklite toimimise oht) |  | Exposure class for risk of freeze/thaw attack | concrete exposure class for risk of freeze/thaw attack | EN 206:2014 |  |  | EF010433 | XF1;XF2;XF3;XF4;None
|  | FE920 | Keskkonnaklass (keemiliste mõjurite toimimise oht) |  | Exposure class for risk of chemical attack | concrete exposure class for risk of chemical attack | EN 206:2014 |  |  | EF010432 | XA1;XA2;XA3;None
|  | FE930 | Keskkonnaklass (ei esine korrosiooniohtu ega teisi ohtlikke mõjureid) |  | Exposure class (concrete rebar) for no risk of corrosion or attack | exposure class (concrete rebar) for no risk of corrosion or attack | EN 206:2014 |  |  | EF010428 | X0;None
|  | FE940 | Keskkonnaklass (esineb karboniseerumisest põhjustatud korrosioonioht) |  | Exposure class (concrete rebar) for risk of corrosion induced by carbonation | exposure class (concrete rebar) for risk of corrosion induced by carbonation | EN 206:2014 |  |  | EF010429 | XC1;XC2;XC3;XC4;None
|  | FE950 | Keskkonnaklass (kloriidist, mis pole mereveekloriid, põhjustatud korrosioonioht) |  | Exposure class (concrete rebar) for risk of corrosion induced by chlorides other than from sea water | exposure class (concrete rebar) for risk of corrosion induced by chlorides other than from sea water | EN 206:2014 |  |  | EF010430 | XD1;XD2;XD3;None
|  | FE960 | Keskkonnaklass (mereveest põhjustatud korrosioonioht) |  | Exposure class (concrete rebar) for risk of corrosion induced by chlorides from sea water | exposure class (concrete rebar) for risk of corrosion induced by chlorides from sea water | EN 206:2014 |  |  | EF010431 | XS1;XS2;XS3;None
| FF |  | Omadused, mis algavad tähega "F" (veeru "G" järgi) |  | Properties that start with letter "F" | terms (property names) are based on a given reference | CCI-EE
|  | FF500 | Formaldehüüdi sisaldus |  | Formaldehyde content | environmental property indicating formaldehyde content | CEN/TS 17638:2021 | mg/l
|  | FE520 | Formaldehüüdi emissiooni klass (puitplaadid, kolbmeetod) |  | Formaldehyde emission (wood-based panels, flask method) | formaldehyde emission (wood-based panels, flask method) | EN 717-3:2003 |  |  | EF010078 |  | E0;E1;E2;Other
|  | FE540 | Formaldehüüdi emissiooni klass (puitplaadid, kambermeetod) |  | Formaldehyde emission (wood-based panels, chamber method) | formaldehyde emission (wood-based panels, chamber method) | EN 717-1:2004 |  |  | EF013926 |  | E0;E1;E2;Other
|  | FF800 | Talitlusühik |  | Functional unit | quantified performance of a product system for use as a reference unit | EN ISO 14040:2006 |  | FunctionalUnitReference
| FG |  | Omadused, mis algavad tähega "G" (veeru "G" järgi) |  | Properties that start with letter "G" | terms (property names) are based on a given reference | CCI-EE
|  | FG050 | Täitematerjalidest eralduv gammakiirgus |  | Gamma radiation from aggregates | gamma radiation from aggregates | EVS 901-1:2020
| FH |  | Omadused, mis algavad tähega "H" (veeru "G" järgi) |  | Properties that start with letter "H" | terms (property names) are based on a given reference | CCI-EE
|  | FH050 | H2S biogaasi koostis, biogaas |  | H2S biogas composition, biogas | used for biogas models | CEN-TR 16957:2016 | %
|  | FH075 | H2S biogaasi koostis, prügila |  | H2S biogas composition, landfill | used for landfill models | CEN-TR 16957:2016 | %
|  | FH100 | Ohtlike jäätmete klass |  | Hazardous waste code | waste which displays one or more of the hazardous properties | Council Directive 2008/98/EC |  |  |  | H 1 - H 15
|  | FH125 | Kõrvaldatud ohtlikud jäätmed |  | Hazardous waste disposed | quantity of hazardous waste generated | EN 15804:2012 | kg | HazardousWaste
|  | FH150 | Ohtlikud jäätmed ühiku kohta |  | Hazardous waste per unit | quantity of hazardous waste generated | IFC | kg | HazardousWastePerUnit
|  | FH350 | Kõrgem kütteväärtus (HHV) |  | Higher heating value (HHV) | the quantity of energy contained in a material, combustion characteristic | CEN-TR 16957:2016 | MJ/kg
|  | FH750 | Inimtoksilisus - vähkitekitav (HTP-c) | potentsiaalne võrdlev toksilisuse ühik inimestele (cancer, ETP-c) | Human toxicity - cancer effects (ETP-c) | potential comparative toxic unit for humans (ETP-c) | EN 15804:2012 | CTUh
|  | FH775 | Inimtoksilisus - vähki mittetekitav (HTP-c) | potentsiaalne võrdlev toksilisuse ühik inimestele (non-cancer, ETP-c) | Human toxicity - non-cancer effects (ETP-c) | potential comparative toxic unit for humans (ETP-nc) | EN 15804:2012 | CTUh
| FJ |  | Omadused, mis algavad tähega "I"/"J" (veeru "G" järgi) |  | Properties that start with letter "I"/"J" | terms (property names) are based on a given reference | CCI-EE
|  | FJ250 | Mõjukategooria |  | Impact category | class representing environmental issues of concern to which life cycle inventory analysis results may be assigned | EN ISO 14040:2006
|  | FJ270 | Mõjukategooria indikaator |  | Impact category indicator | quantifiable representation of an impact category | EN ISO 14040:2006
|  | FJ300 | Püsijäätmed |  | Inert waste | quantity of inert waste generated | IFC | kg | InertWaste
|  | FJ320 | Püsijäätmed ühiku kohta |  | Inert waste per unit | quantity of inert waste generated | IFC | kg | InertWastePerUnit
|  | FJ340 | Ioniseeriv kiirgus, inimeste tervis (IRP) | Inimeste U235-ga kokkupuute potentsiaalne mõju (IRP) | Ionizing radiation, human health (IRP) | potential human exposure efficiency relative to U235 (IRP) | EN 15804:2012 | kBq U235 eq.
|  | FJ400 | ISO 14001 sertifikaat |  | ISO 14001 certified | environmental property that indicates whether an environmental management system is certified according to standard | EN ISO 14001:2015 |  |  |  | True;False
|  | FJ420 | Üksus on uus |  | Item is new | indicates if an item does not contain any recycled parts/materials | NATSPEC BIM
|  | FJ440 | Kaup on osaliselt ringlusse võetud |  | Item is partially recycled | indicates if an item contains partially recycled components | NATSPEC BIM
|  | FJ460 | Üksus on taaskasutatud |  | Item is recycled | indicates if an item is recycled | NATSPEC BIM
| FK |  | Omadused, mis algavad tähega "K" (veeru "G" järgi) |  | Properties that start with letter "K" | terms (property names) are based on a given reference | CCI-EE
|  | FK050 | K komposti väetusväärtusena |  | K as fertilising value of compost | used for composting models, g/kg of dry waste | CEN-TR 16957:2016 | g/kg
|  | FK075 | K kääritusjääkide väetusväärtusena |  | K as fertilising value of digestates | used for biogas models, g/kg of dry waste | CEN-TR 16957:2016 | g/kg
| FL |  | Omadused, mis algavad tähega "L" (veeru "G" järgi) |  | Properties that start with letter "L" | terms (property names) are based on a given reference | CCI-EE
|  | FL100 | Prügila liik |  | Landfill class | environmental property that indicates the statutory class for landfill management | Council Directive 1999/31/EC |  |  |  | Landfill for hazardous waste;Landfill for non-hazardous waste;Landfill for inert waste
|  | FL125 | Prügilagaas (töötluse tüüp) |  | Landfill gas (typre of treatment) | type of treatment of landfill gas (flaring, comustion in an engine with energy recovery), yes/no or % with leachate captured | CEN-TR 16957:2016 |  |  |  | Yes/No/%
|  | FL150 | Prügila pindala |  | Landfill surface area | landfill surface area for landfill models | CEN-TR 16957:2016 | m2
|  | FL300 | Pärast töötlemist leotage COD |  | Leachate COD after treatment | biogas composition for landfill models, mg/l | CEN-TR 16957:2016 | mg/l
|  | FL325 | Nõrgvee tootmine |  | Leachate production | biogas composition for landfill models, m3/t waste | CEN-TR 16957:2016 | m3/t
|  | FL425 | Elukaare mõju hindamise staadium (LCIA) |  | Life cycle impact assessment (LCIA) | phase of life cycle assessment aimed at understanding and evaluating the magnitude and significance of the potential environmental impacts for a product system throughout the life cycle of the product | EN ISO 14040:2006
|  | FL450 | Elukaare tõlgendamise staadium |  | Life cycle interpretation | phase of life cycle assessment in which the findings of either the inventory analysis or the impact assessment, or both, are evaluated in relation to the defined goal and scope in order to reach conclusions and recommendations | EN ISO 14040:2006
|  | FL475 | Elukaare inventuuranalüüsi staadium (LCI) |  | Life cycle inventory analysis (LCI) | phase of life cycle assessment involving the compilation and quanitification of inputs and outputs for a product throughout its life cycle | EN ISO 14040:2006
|  | FL500 | Elukaare inventuuranalüüsi tulemus (LCI tulemus) |  | Life cycle inventory analysis result (LCI result) | outcome of a life cycle inventory analysis that catalogues the flows crossing the system boundary and provides the starting point for life cycle impact assessment | EN ISO 14040:2006
|  | FL600 | Madalam kütteväärtus (LHV) |  | Lower heating value (LHV) | the quantity of energy contained in a material, combustion characteristic | CEN-TR 16957:2016 | MJ/kg
| FM |  | Omadused, mis algavad tähega "M" (veeru "G" järgi) |  | Properties that start with letter "M" | terms (property names) are based on a given reference | CCI-EE
|  | FM100 | Materjalid energia taaskasutamiseks |  | Materials for energy recovery | environmental property indicating materials for energy recovery (MER) | EN 15804:2012 | kg
|  | FM125 | Materjalid ringlussevõtuks |  | Materials for recycling | environmental property indicating materials for recycling | EN 15804:2012 | kg
|  | FM250 | Metaani oksüdatsioon pinnakihtides |  | Methane oxidation in surface layers | methane oxidation in surface layers, % | CEN-TR 16957:2016 | %
| FN |  | Omadused, mis algavad tähega "N" (veeru "G" järgi) |  | Properties that start with letter "N" | terms (property names) are based on a given reference | CCI-EE
|  | FN050 | N komposti väetusväärtusena |  | N as fertilising value of compost | used for composting models, g/kg of dry waste | CEN-TR 16957:2016 | g/kg
|  | FN075 | N kääritusjääkide väetusväärtusena |  | N as fertilising value of digestates | used for biogas models, g/kg of dry waste | CEN-TR 16957:2016 | g/kg
|  | FN100 | N heitmed vette |  | N emissions to water | used for composting models, g/kg of dry waste | CEN-TR 16957:2016 | g/kg
|  | FN125 | N2 biogaasi koostis, biogaas |  | N2 biogas composition, biogas | used for biogas models | CEN-TR 16957:2016 | %
|  | FN150 | N2 biogaasi koostis, prügila |  | N2 biogas composition, landfill | used for landfill models | CEN-TR 16957:2016 | %
|  | FN175 | N2O osakaal |  | N2O content | nitrous oxide (N2O) content of the products of combustion: this is measured in weight of N2O per unit weight and is therefore unitless | IFC |  | N20Content
|  | FN200 | N2O heide õhku |  | N2O emissions to air | used for composting models, g/kg of dry waste | CEN-TR 16957:2016 | g/kg
|  | FN400 | Magevee netokasutus |  | Net use of fresh water | environmental property indicating net use of fresh water | EN 15804:2012 | m3
|  | FN500 | NH3 heide õhku |  | NH3 emissions to air | used for composting models, g/kg of dry waste | CEN-TR 16957:2016 | g/kg
|  | FN550 | Lämmastikoksiidide heitkogused |  | Nitrogen oxides emissions | rate of emission of nitrogen oxides | IFC | kg/s | NitrogenOxidesEmissions
|  | FN600 | NMVOC biogaasi koostis |  | NMVOC biogas composition | used for biogas models | CEN-TR 16957:2016 | %
|  | FN625 | NMVOC heitmed õhku |  | NMVOC emissions to air | used for composting models, g/kg of dry waste | CEN-TR 16957:2016 | g/kg
|  | FN675 | Müra emissioon |  | Noise emissions | level of sound emission | IFC | dB | NoiseEmissions
|  | FN700 | Tavajäätmed ühiku kohta |  | Non hazardous waste per unit | quantity of non hazardous waste generated |  | kg | NonHazardousWastePerUnit
|  | FN725 | Kõrvaldatud mitteohtlikud jäätmed |  | Non-hazardous waste disposed | quantity of non-hazardous waste generated | EN 15804:2012 | kg | NonHazardousWaste
|  | FN750 | NOx heitkogused õhku, regenereerimine |  | NOx emissions to air , recovery | used for energy recovery models, g/kg of dry waste | CEN-TR 16957:2016 | g/kg
|  | FN775 | NOx heitkogused õhku, sh |  | NOx emissions to air, inc | used for incineration models, g/kg of dry waste | CEN-TR 16957:2016 | g/kg
| FP |  | Omadused, mis algavad tähega "P" (veeru "G" järgi) |  | Properties that start with letter "P" | terms (property names) are based on a given reference | CCI-EE
|  | FP300 | Osooni ammendumine (ODP) | stratosfääri osoonikihi ammendumispotentsiaal (ODP) | Ozone depletion | environmental property indicating depletion potential of the stratospheric ozone layer (ODP) | EN 15804:2012 | kg CFC 11 eq.
|  | FP450 | P komposti väetusväärtusena |  | P as fertilising value of compost | used for composting models, g/kg of dry waste | CEN-TR 16957:2016 | g/kg
|  | FP475 | P kääritusjääkide väetusväärtusena |  | P as fertilising value of digestates | used for biogas models, g/kg of dry waste | CEN-TR 16957:2016 | g/kg
|  | FP500 | P heited vette |  | P emissions to water | used for composting models, g/kg of dry waste | CEN-TR 16957:2016 | g/kg
|  | FP600 | Tahkete osakeste heitkogused (PM) | potentsiaalsete haiguste esinemine PM-heitmete tõttu (particular matter, PM) | Particulate matter emissions | potential incidence of disease due to PM emissions (PM) | EN 15804:2012 | count | ParticulateMatterEmissions
|  | FP700 | Osooni fotokeemiline moodustumine (POCP) | troposfääri osooni moodustumispotentsiaal (POCP) | Photochemical ozone formation (POCP) | quantity of gases creating the photochemical ozone calculated in equivalent ethylene, formation potential of tropospheric ozone (POCP) | EN 15804:2012 | kg NMVOC eq. | PhotochemicalOzoneFormation
|  | FP725 | Fotokeemiline osooni moodustumine ühiku kohta |  | Photochemical ozone formation per unit | quantity of gases creating the photochemical ozone calculated in equivalent ethylene | IFC | kg | PhotochemicalOzoneFormationPerUnit
|  | FP775 | Postitage tarbijatele ringlussevõetud sisu |  | Post consumer recycled content | content created by consumers after a product has reached the end of its use | NATSPEC BIM
|  | FP800 | Potentsiaalne pinnase kvaliteediindeks (SQP) | maakasutusega seotud mõjurid / pinnase kvaliteet (soil quality index, SQP) | Potential soil quality index (SQP) | land use related impacts / soil quaility | EN 15804:2012
|  | FP850 | Eeltarbija ringlussevõetud sisu |  | Pre consumer recycled content | matter diverted from the waste stream during the manufacturing process, determined as the percentage of material, by weight (formely known as post industrial content) | NATSPEC BIM
|  | FP875 | Protsessienergia |  | Process energy | energy input required for operating the process or equipment within a unit process, excluding energy inputs for production and delivery of the energy itself | EN ISO 14040:2006+A1:2020
| FR |  | Omadused, mis algavad tähega "R" (veeru "G" järgi) |  | Properties that start with letter "R" | terms (property names) are based on a given reference | CCI-EE
|  | FR100 | Kiirguse summutamine |  | Radiation dampening | environmental property that indicates the level of radiation protection (radiation resistance) | NATSPEC BIM | dB
|  | FR125 | Kiirguskaitse |  | Radiation protection | environmental property that indicates whether radiation protection exists | BIM Forum |  |  |  | True;False
|  | FR150 | Kõrvaldatud radioaktiivsed jäätmed |  | Radioactive waste disposed | quantity of radioactive waste generated | EN 15804:2012 | kg | RadioactiveWaste
|  | FR175 | Radioaktiivsed jäätmed ühiku kohta |  | Radioactive waste per unit | quantity of radioactive waste generated | IFC | kg | RadioactiveWastePerUnit
|  | FR300 | Taaskasutatud sisu |  | Recycled content | is content that has been made from pre- and post-consumer material | NATSPEC BIM
|  | FR325 | Taaskasutamise tõhusus |  | Recycling efficiency | recycling efficiency (dry weight of waste), kg output materials / kg input materials x 100 | CEN-TR 16957:2016 | %
|  | FR350 | Ressursside ammendumine |  | Resource depletion | quantity of resources used calculated in equivalent antimony | IFC | kg | ResourceDepletion
|  | FR375 | Ressursside ammendumine ühiku kohta |  | Resource depletion per unit | quantity of resources used calculated in equivalent antimony | IFC | kg | ResourceDepletionPerUnit
| FS |  | Omadused, mis algavad tähega "S" (veeru "G" järgi) |  | Properties that start with letter "S" | terms (property names) are based on a given reference | CCI-EE
|  | FS200 | Osaliselt lenduv orgaaniline ühend (SVOC) |  | Semi-volatile organic compound (SVOC) | organic compound eluting after n-hexadecane on a gas chromatographic column specified as a 5 % phenyl 95 % methyl polysiloxane phase capillary gas chromatographic column; boiling point is in the range from (240 to 260) °C to (380 to 400) °C | ISO 16000-6:2021 | mg/ m3
|  | FS225 | Määratud punkti radioaktiivsus |  | Set point radioactivity | the radioactivity value to be sensed; Use IfcPropertyBoundedValue.SetPointValue to set the set point value | IFC | 1/s | SetPointRadioactivity
|  | FS500 | SOx heitkogused õhku (põletusmudelid) |  | SOx emissions to air (incineration models) | used for incineration models, g/kg of dry waste | CEN-TR 16957:2016 | g/kg
|  | FS700 | Stratosfääri osoonikihi hävitamine |  | Stratospheric ozone layer destruction | quantity of gases destroying the stratospheric ozone layer calculated in equivalent CFC-R11 | IFC | kg | StratosphericOzoneLayerDestruction
|  | FS725 | Stratosfääri osoonikihi hävimine ühiku kohta |  | Stratospheric ozone layer destruction per unit | quantity of gases destroying the stratospheric ozone layer calculated in equivalent CFC-R11 | IFC | kg | StratosphericOzoneLayerDestructionPerUnit
|  | FS800 | Vääveldioksiidi heitkogused |  | Sulphur dioxide emissions | rate of emission of sulphur dioxide | IFC | kg/s | SulphurDioxideEmissions
|  | FS825 | Jätkusuutlikkuse näitaja |  | Sustainability performance | sustainability issue(s) that product satisfies | COBie
| FT |  | Omadused, mis algavad tähega "T" (veeru "G" järgi) |  | Properties that start with letter "T" | terms (property names) are based on a given reference | CCI-EE
|  | FT500 | Metaani kogutoodang |  | Total methane production | total methane production, biogas models (g/kg of dry input weight) | CEN-TR 16957:2016 | g/kg
|  | FT525 | Taastumatute primaarenergia ressursside kogukasutus | taastumatute primaarenergiaallikate kogukasutus (toorainena kasutatav primaarenergia ja primaarenergiaallikad) | Total use of non-renewable primary energy resources | environmental property indicating total use of non-renewable primary energy resources (primary energy and primary energy resources used as raw materials) | EN 15804:2012 | J
|  | FT550 | Taastuvate primaarenergiaallikate kogukasutus | taastuvate primaarenergiaallikate kogukasutus (toorainena kasutatav primaarenergia ja primaarenergiaallikad) | Total use of renewable primary energy resources | environmental property indicating total use of renewable primary energy resources (primary energy and primary energy resources used as raw materials) | EN 15804:2012 | J
|  | FT575 | Summaarne, lenduv orgaaniline ühend (TVOC) |  | Total volatile organic compounds (TVOC) | sum of the concentration of the identified and unidentified volatile organic compounds | ISO 16000-6:2021 | mg/ m3
|  | FT700 | Kogutud nõrgvee töötlemine |  | Treatment of captured leachate | treatment of captured leachate, wastewater treatment plant, yes/no/% with leachate capture | CEN-TR 16957:2016 |  |  |  | Yes/No/%
| FU |  | Omadused, mis algavad tähega "U" (veeru "G" järgi) |  | Properties that start with letter "U" | terms (property names) are based on a given reference | CCI-EE
|  | FU600 | Taastumatu primaarenergia kasutamine (välja arvatud toorainest tingitud) | taastumatu primaarenergia kasutamine, välja arvatud toorainena kasutatavad taastumatud primaarenergiaallikad | Use of non-renewable primary energy (without accounting of raw materials) | environmental characteristics indicating the use of non-renewable primary energy excluding non-renewable primary energy resources used as war materials | EN 15804:2012 | J
|  | FU625 | Taastumatute sekundaarkütuste kasutamine |  | Use of non-renewable secondary fuels | environmental characteristics indicating the use of non-renewable secondary fuels | EN 15804:2012 | J
|  | FU650 | Toorainena kasutatavate taastumatute primaarenenergiaallikate kasutamine | toorainena kasutatavate taastumatute primaarenergiaallikate kasutamine | Use of non-renwable primary energy resources (raw materials) | environmental characteristics indicating the use of non-renewable primary energy resources used as raw materials | EN 15804:2012 | J
|  | FU675 | Taastuva primaarenergia kasutamine (välja arvatud toorainest tingitud) |  | Use of renewable primary energy (without accounting of raw materials) | environmental characteristic indicating the use of renewable primary energy excluding renewable primary energy resources used as raw materials | EN 15804:2012 | J
|  | FU700 | Toorainena kasutatavate taastuvate primaarenergiaallikate kasutamine |  | Use of renewable primary energy resources used as raw materials | environmental characteristic indicating the use of renewable primary energy resources used as raw material | EN 15804:2012 | J
|  | FU725 | Taastuvate sekundaarkütuste kasutamine |  | Use of renewable secondary fuels | environmental property indicating the use of renewable secondary fuels | EN 15804:2012 | J
|  | FU750 | Sekundaarmaterjalide kasutamine |  | Use of secondary material | environmental property indicating the use of secondary material | EN 15804:2012 | kg
| FV |  | Omadused, mis algavad tähega "V" (veeru "G" järgi) |  | Properties that start with letter "V" | terms (property names) are based on a given reference | CCI-EE
|  | FV200 | Väga lenduv orgaaniline ühend (VVOC) |  | Very volatile organic compound (VVOC) | organic compound eluting before n-hexane on a gas chromatographic column specified as 5 % phenyl 95 % methyl polysiloxane phase capillary gas chromatographic column; boiling point is in the range from <0 °C to (50 to 100) °C | ISO 16000-6:2021 | mg/ m3
|  | FV600 | Lenduv orgaaniline ühend (VOC) |  | Volatile organic compound (VOC) | organic compound eluting between and including n-hexane and n-hexadecane on a gas chromatographic column specified as a 5 % phenyl 95 % methyl polysiloxane phase capillary gas chromatographic column; boiling point is in the range from (50 to 100) °C to (240 to 260) °C | ISO 16000-6:2021 | mg/ m3 |  | EF026013
| FW |  | Omadused, mis algavad tähega "W" (veeru "G" järgi) |  | Properties that start with letter "W" | terms (property names) are based on a given reference | CCI-EE
|  | FW100 | Jäätmete kõrvaldamistoimingu kood |  | Waste disposal operation code | any waste management operation which is not recovery even where the operation has as a secondary consequence the reclamation of substances or energy | Council Directive 2008/98/EC |  |  |  | D 1 - D 15
|  | FW125 | Jäätmete taaskasutamistoimingu kood |  | Waste recovery operation code | any operation the principal result of which is waste serving a useful purpose by replacing other materials which would otherwise have been used to fulfil a particular function, or waste being prepared to fulfil that function, in the plant or in the wider economy | Council Directive 2008/98/EC |  |  |  | R 1 - R 13
|  | FW150 | Veetarbimine |  | Water consumption | environmental property that indicates water consumption | IFC | m3 | WaterConsumption
|  | FW175 | Veesisaldus (%), bio |  | Water content (%), bio | water content (% weight), waste property from bio-based products | CEN-TR 16957:2016 | %
|  | FW200 | Veesisaldus (%), inc |  | Water content (%), inc | water content (% weight), in terms of incineration models | CEN-TR 16957:2016 | %
|  | FW225 | Vee kasutus (WDP) | potentsiaalne veepuudus (kasutajal), veetarbimine veepuuduse tingimustes (WDP) | Water use (WDP) | water (user) deprivation potential, deprivation-weighted water consumption (WDP) | EN 15804:2012 | m3 world eq. deprived
G? |  |  | Tuleohutusega seotud omadused |  | Fire related properties | terms (properties) regarding capacity or purpose of protection against fire | CCI-EE
| GA |  | Omadused, mis algavad tähega "A" (veeru "G" järgi) |  | Properties that start with letter "A" | terms (property names) are based on a given reference | CCI-EE
|  | GA100 | Tuleanduri täpsus |  | Accuracy of fire sensor | the accuracy of the sensor | IFC | K | AccuracyOfFireSensor
|  | GA125 | Sprinkleri tüüp |  | Activation | identifies the predefined methods of sprinkler activation from which that required may be set | IFC |  | Activation |  | Bulb;Fusible solder;Other;Not known;Unset
|  | GA150 | Aktiveerimistemperatuur |  | Activation temperature | the temperature at which the object is designed to activate | IFC | K | ActivationTemperature
|  |  | Heakskiidetud tule- ja suitsutõkkeuste jaoks (hoonete metallsulused) |  | Approved for fire- and smoke protection doors | approved for fire- and smoke protection doors | EN 179:2008 |  |  | EF013337 | True;False
| GB |  | Omadused, mis algavad tähega "B" (veeru "G" järgi) |  | Properties that start with letter "B" | terms (property names) are based on a given reference | CCI-EE
|  | GB600 | Tulekustutussüsteemi ühendustüüp |  | Breeching inlet type | defines the type of breeching inlet | IFC |  | BreechingInletType |  | Two-way;Four-way;Other;Userdefined;Notdefined
|  | GB800 | Sprinkleri vedeliku värv |  | Bulb liquid color | the color of the liquid in the bulb for a bulb activated sprinkler | IFC |  | BulbLiquidColor |  | Orange;Red;Yellow;Green;Blue;Mauve;Other;Not known;Unset
| GC |  | Omadused, mis algavad tähega "C" (veeru "G" järgi) |  | Properties that start with letter "C" | terms (property names) are based on a given reference | CCI-EE
|  | GC050 | Tulekaitse kategooria (EN 50615) |  | Category of fire protection (EN 50615) | category of fire protection (EN 50615) | EN 50615:2015 |  |  | EF015705 | Class A;Class B;Class AB
|  | GC250 | Vooluahela terviklikkus (BS 6387, CWZ) |  | Circuit integrity (BS 6387, CWZ) | circuit integrity (BS 6387, CWZ) | BS 6387:1994 |  |  | EFUK0001 | True;False
|  | CG260 | Vooluahela terviklikkus (BS 8434-2) |  | Circuit integrity (BS 8434-2) | circuit integrity (BS 8434-2) | BS 8434-2:2003 |  |  | EFUK0004 | True;False
|  | CG270 | Vooluahela terviklikkus (BS 8491) |  | Circuit integrity (BS 8491) | circuit integrity (BS 8491) | BS 8491:2008 |  |  | EFUK0005 | 30 min;60 min;120 min;No
|  | GC450 | Teenusklass |  | Class of service | a classification of usage of the hose reel that may be applied | IFC |  | ClassOfService
|  | GC475 | Klassifitseerimisasutus |  | Classification authority | the name of the authority that applies the classification of service to the hose reel (e.g. NFPA/FEMA) | IFC |  | ClassificationAuthority
|  | GC500 | Siibri sulgemisrežiim |  | Closure rating enum | enumeration that identifies the closure rating for the damper | IFC |  | ClosureRatingEnum |  | Dynamic;Static;Other;Not known;Unset
|  | GC600 | Põlev |  | Combustible | indication whether the object is made from combustible material (=True) or not (=False) | IFC |  | Combustible |  | True;False
|  | GC625 | Põlemise efektiivsus |  | Combustion efficiency | combustion efficiency under nominal condition | IFC |  | CombustionEfficiency
|  | GC650 | Tuletõke |  | Compartmentation | indication whether the object is designed to serve as a fire compartmentation (=True) or not (=False) | IFC |  | Compartmentation |  | True;False
|  | GC675 | Vastab standardile EN 14637 (sulused) |  | Compliant according to EN 14637 (building hardware) | compliant according to EN 14637 (building hardware) | EN 14637:2007 |  |  | EF013103 | True;False
| GE |  | Omadused, mis algavad tähega "E" (veeru "G" järgi) |  | Properties that start with letter "E" | terms (property names) are based on a given reference | CCI-EE
|  | GE500 | Ehitise kasutusviis |  | Entity use type | fire property that indicates the class for the need for fire protection in an entity, based on the intended activity | CCI-EE |  |  |  | I;II;III;IV;V;VI;VII
|  | GE900 | Väline tulekaitse (EN 13501-5) |  | External fireprotection (EN 13501-5) | external fireprotection (EN 13501-5) | EN 13501-5:2016 |  |  | EF012766 | BROOF (t1);BROOF (t2);BROOF (t3);BROOF (t4)
| GF |  | Omadused, mis algavad tähega "F" (veeru "G" järgi) |  | Properties that start with letter "F" | terms (property names) are based on a given reference | CCI-EE
|  | GF150 | Süttivuskatse (EN IEC 60695-2-11) |  | Filament test according to EN IEC 60695-2-11 | filament test according to EN IEC 60695-2-11 | EN IEC 60695-2-11:2021 |  |  | EF012091 | 550 °C - 30 s;650 °C - 30 s;750 °C - 30 s;850 °C - 30 s;960 °C - 30 s
|  | GF200 | Tule- ja suitsukaitse (akna- ja uksetarvikud, EN 1154) |  | Fire and smoke protection (building hardware, EN 1154) | fire and smoke protection (building hardware, EN 1154) | EN 1154:1996 |  |  | EF012830 | 0;1;Other
|  | GF210 | Tule- ja suitsukaitse (akna- ja uksetarvikud, EN 1155) |  | Fire and smoke protection (building hardware, EN 1155) | fire and smoke protection (building hardware, EN 1155) | EN 1155:1999 |  |  | EF012838 | 0;1;Other
|  | GF220 | Tule- ja suitsukaitse (akna- ja uksetarvikud, EN 1158) |  | Fire and smoke protection (building hardware, EN 1158) | fire and smoke protection (building hardware, EN 1158) | EN 1158:1999 |  |  | EF012872 | 0;1;Other
|  | GF240 | Häireseadme vastavus (EN 54-23) |  | Fire alarm device according to EN 54-23 | fire alarm device according to EN 54-23 | EN 54-23:2010 |  |  | EF012223 | True;False
|  | GF260 | Kaablite tuletundlikkus (happesus) |  | Fire classification (acidity) for cables | fire classification (acidity) for cables | EN 13501-6:2018 |  |  | EF011580 | a1;a2;a3;None
|  | GF270 | Kaablite tuletundlikkus (põlevad tilgad/osakesed) |  | Fire classification (droplets/particles) for cables | euro class flaming droplets/particles according to en 13501-6 | EN 13501-6:2018 |  |  | EF011579 | d0;d1;d2;None
|  | GF280 | Tulekustutustekk vastavalt standardile (EN 1869) |  | Fire blanket according to standard | fire blanket according to standard | EN 1869:2019 |  |  | EF014876 | True;False
|  | GF290 | Tulepüsivus (akna- ja uksetarvikud, EN 1906) |  | Fire-resistance (building hardware, EN 1906) | fire-resistance (building hardware, EN 1906) | EN 1906:2012 |  |  | EF012933 | Grade 0;Grade A;Grade A1;Grade B;Grade C;Grade C1;Grade D;Grade D1
|  | GF300 | Evakuatsiooniväljapääs |  | Fire exit | indicates whether the object is to be used as escape route | NATSPEC BIM |  | FireExit |  | True;False
|  | GF310 | Tuletõrje lift |  | Fire fighting lift | indication whether the elevator is designed to serve as a fire fighting lift the case of fire (=True) or not (=False); a fire fighting lift is used by fire fighters to access the location of fire and to evacuate people | IFC |  | FireFightingLift |  | True;False
|  | GF320 | Tuletõrjehüdrandi tüüp |  | Fire hydrant type | defines the range of hydrant types from which the required type can be selected | IFC |  | FireHydrantType |  | Dry barrel;Wet barrel;Other;Not known;Unset
|  | GF330 | Eripõlemiskoormus |  | Fire load | fire property which according to regulations indicates fire resistance of a construction | EVS 812-7:2018 | J/m2
|  | GF340 | Tulekaitsevõime (ehitustooted, -elemendid) |  | Fire protection ability (construction products, building elements) | fire protection ability (construction products, building elements) | EN 13501-2 |  |  | EF013906 | K1-10;K2-10;K2-30;K2-60
|  | GF350 | Tuleohutuse klass |  | Fire protection class | main fire protection class for the building which is assigned from the fire protection classification table as given by the relevant national building code | CCI-EE |  | FireProtectionClass |  | TP1;TP2;TP3
|  | GF380 | Tuletundlikkus |  | Fire rating | fire rating for the element. It is given according to the national fire safety classification. | EN 13501-1:2019 |  | FireRating | EF026338 | A1; …;D-s2,d2
|  | GF410 | Tulekindlus (betoon) |  | Fire resistance (concrete slab) | fire resistance (concrete slab) | EVS-EN 1992-1-2:2005 | min |  | EF010504
|  | GF420 | Tulepüsivus (terviklikkus) |  | Fire resistance (integrity) | is a criterion for assessing the ability of partitioning elements to prevent the transgression of flames and hot gases to the side, which is unexposed to fire impacts (E) | EN 13501-2:2016 |  |  | EF001613 | EI tt
|  | GF430 | Tulepüsivus (kandevõime) |  | Fire resistance (loadbearing capacity) | is a criterion for assessing the ability of structures and/or elements of construction works to preserve their mechanical resistance (to continue resisting) for a certain period of time in a fire environment (R) | EN 13501-2:2016 |  |  |  | RE tt; REI tt; REI-M tt; REW tt
|  | GF440 | Tulepüsivus (suitsupidavus) |  | Fire resistance (smoke leakage) | is the ability of the component to resist the passage of gases or smoke at ambient temperature and during exposure to the standard temperature/time test | EN 13501-3:2006 |  |  |  | EI tt (…); E tt (…); EI tt (…) S; E tt (…) S
|  | GF450 | Tulepüsivus (soojusisolatsioonivõime) |  | Fire resistance (thermal insulation) | is a criterion for assessing the ability of partitioning elements to prevent the intensive transmission of heat to the side, which is unexposed to fire impacts (I) | EN 13501-2:2016 |  |  |  | I1;I2;I
|  | GF460 | Tulekindlus vastavalt standardile UL94 |  | Fire resistance according to UL94 | fire resistance according to UL94, the Standard for Safety of Flammability of Plastic Materials for Parts in Devices and Appliances testing, is a plastics flammability standard released by Underwriters Laboratories of the United States | ETIM |  |  | EF001743 | HB;V0;V1;V2;Other
|  | GF470 | Tulepüsivusklass (DIN 4102-2) |  | Fire resistance class (DIN 4102-2) | fire resistance class (DIN 4102-2) | ETIM |  |  | EFDE0021 | F30;F60;F90;F120;F180
|  | GF480 | Tulepüsivusklass (kinnitused) |  | Fire resistance class (fasteners) | fire resistance class (fasteners) | EN 13501-2:2016 |  |  | EF025876 | EI 60;EI 90;EI 120;Other
|  | GF490 | Tulepüsivusklass E - ahelatervik |  | Fire resistance class E - circuit integrity | fire resistance class E - circuit integrity | ETIM |  |  | EF007764
|  | GF500 | Tulepüsivusklass I - paigalduskanal |  | Fire resistance class I - installation duct | fire resistance class I - installation duct | ETIM |  |  | EF007765
|  | GF510 | Tulepüsivus |  | Fire resistance rating | fire characteristics that indicate the ability to fulfill its function (load-bearing capacity in the event of fire and / or fire-separating function) at a given load and for a given fire course during a specified period of time; measure of the fire resistance rating in hours (tt) | EN 13501-2:2016 |  | FireResistanceRating |  | REIW tt - MCS IncSlow sn ef r
|  | GF520 | Tulepüsivus (uksed, avatavad aknad, sulused) |  | Fire resistant (doors, openable windows, building hardware) | fire resistant (doors, openable windows, building hardware) | EN 1634-1:2014 |  |  | EF010405 | 0 Not suitable for fire doors;1 Suitable for fire doors
|  | GF550 | Tuletõkkekonstruktsioon (tuletõke) |  | Fire restraining structure | fire property indicating that a structure forms the boundary of the fire zone | EVS 812-1:2017 |  |  |  | True;False
|  | GF575 | Tuleohutegur |  | Fire risk factor | assigned to the space according to local building regulations; it defines the fire risk of the space at several levels of fire hazard | IFC |  | FireRiskFactor
|  | GF600 | Tulekindel (API 589) |  | Fire safe API 589 | fire safe API 589 | API 589 |  |  | EF022917 | True;False
|  | GF605 | Tulekindel (API 607) |  | Fire safe API 607 | fire safe API 607 | API 607 |  |  | EF022916 | True;False
|  | GF610 | Tulekindel (BS 6755) |  | Fire safe BS 6755 | fire safe BS 6755 | BS 6755 |  |  | EF022915 | True;False
|  | GF630 | Tuletõkketsooni tähis |  | Fire zone tag | marks the fire zone tag | CCI-EE
|  | GF780 | Põlevusklass |  | Flammability rating | flammability rating of object, also known as flammability index (given in form of temperature) | EN IEC 60695-2-12 |  | FlammabilityRating |  | 550; 600; 650; …; 960
|  | GF800 | Tule levikut tõkestav |  | Flame retardant | flame retardant cable according to selected standard | ETIM |  |  | EF000471 | EVS-EN 60332-1-2;IEC/EN 60332-3-24;No
|  | GF820 | Tuleohtliku ladustamine |  | Flammable storage | indication whether the space is intended to serve as a storage of flammable material which is regarded as such by the presiding building code (=True) or not (=False) | IFC |  | FlammableStorage
| GH |  | Omadused, mis algavad tähega "H" (veeru "G" järgi) |  | Properties that start with letter "H" | terms (property names) are based on a given reference | CCI-EE
|  | GH060 | Halogeenivaba |  | Halogen free | halogen free | ETIM |  |  | EF000025 | True;False
|  | GH070 | Halogeenivaba (kaablid), EN 60754-1/2 |  | Halogen free (cables), EN 60754-1/2 | halogen free (cables) | EN 60754-1/2:2014 |  |  | EF009769 | True;False
|  | GH080 | Halogeenivaba (kaablid), EN 60754-2 |  | Halogen free (cables), EN 60754-2 | halogen free (cables), EN 60754-2 | EN 60754-2:2014 |  |  | EF003792 | True;False
|  | GH120 | Halogeenikindel |  | Halogen proof | produces small amount of smoke and irritating deaerator/gas | IFC |  | HalogenProof |  | True;False
|  | GH140 | Sisseehitatud alarmiga |  | Has built in alarm | indicates whether the smoke sensor is included as an element within a smoke alarm/sensor unit (=True) or not (=False) | IFC |  | HasBuiltInAlarm |  | True;False
|  | GH150 | Korkkaitsega |  | Has caps | does the inlet connection have protective caps | IFC |  | HasCaps |  | True;False
|  | GH160 | Sprinkleri jaotur |  | Has deflector | indication of whether the sprinkler has a deflector (baffle) fitted to diffuse the discharge on activation (=True) or not (=False) | IFC |  | HasDeflector |  | True;False
|  | GH550 | Otsiku tüüp |  | Hose nozzle type | identifies the predefined types of nozzle (in terms of spray pattern) fitted to the end of the hose from which the type required may be set | IFC |  | HoseNozzleType |  | Fog;Straight stream;Other;Not known;Unset
|  | GH575 | Voolikurulli kinnitusviis |  | Hose reel mounting type | identifies the predefined types of hose reel mounting from which the type required may be set | IFC |  | HoseReelMountingType |  | Cabinet recessed;Cabinet semirecessed;Surface;Other;Not known;Unset
|  | GH600 | Voolikurulli tüüp |  | Hose reel type | identifies the predefined types of hose arrangement from which the type required may be set | IFC |  | HoseReelType |  | Rack;Reel;Other:Not known;Unset
| GJ |  | Omadused, mis algavad tähega "I"/"J" (veeru "G" järgi) |  | Properties that start with letter "I"/"J" | terms (property names) are based on a given reference | CCI-EE
|  | GJ150 | Süttivusklass (DIN 4102) |  | Inflammability class (DIN 4102) | inflammability class (DIN 4102) | DIN 4102 |  |  | EFDE0035 | B2;Other
|  | GJ175 | Isolatsioonimaterjali tulekindlusklass (UL94) |  | Inflammability class of insulation material (UL94) | Inflammability class of insulation material according to with UL94 | UL94 |  |  | EF002521
|  | GJ200 | Isolatsiooni terviklikkus (tulekindlusklass) |  | Insulation integrity | insulation integrity | EN 50200:2015;DIN VDE 0472 part 814 |  |  | EF003793 | PH 15;PH 30; PH 60; PH 90;PH 120;FE 90;FE180;No
|  | GJ210 | Isolatsiooni terviklikkus vastavalt standardile EN IEC 60331 |  | Insulation integrity (EN IEC 60331-1) | ability of an electric cable to continue to operate in a designated manner whilst subjected to a specified flame source for a specified period of time under specified conditions | EN IEC 60331-1:2019 |  |  | EF003794 | True;False
| GL |  | Omadused, mis algavad tähega "L" (veeru "G" järgi) |  | Properties that start with letter "L" | terms (property names) are based on a given reference | CCI-EE
|  | GL500 | Väike suitsueraldus (vastavalt IEC 61034-2) |  | Low smoke (according to IEC 61034-2) | low smoke (according to IEC 61034-2) | IEC 61034-2:2005 |  |  | EF003799 | True;False
| GN |  | Omadused, mis algavad tähega "N" (veeru "G" järgi) |  | Properties that start with letter "N" | terms (property names) are based on a given reference | CCI-EE
|  | GN600 | Voolikuühenduste arv |  | Number of hose connections | the number of hose connections on the hydrant (excluding the pumper connection) | IFC |  | NumberOfHoseConnections
| GP |  | Omadused, mis algavad tähega "P" (veeru "G" järgi) |  | Properties that start with letter "P" | terms (property names) are based on a given reference | CCI-EE
|  | GP500 | Tuletõkke ava |  | Protected opening | indication whether the opening is considered to be protected under fire safety considerations; if (=True) it counts as a protected opening under the applicable building code, (=False) otherwise | IFC |  | ProtectedOpening |  | True;False
| GR |  | Omadused, mis algavad tähega "R" (veeru "G" järgi) |  | Properties that start with letter "R" | terms (property names) are based on a given reference | CCI-EE
|  | GR250 | Tuletundlikkus (happesus) |  | Reaction to fire (acidity) | additional classes for acidity | EN 13501-6:2018 |  |  |  | a1;a2;a3
|  | GR275 | Tuletundlikkus (osakeste eraldumine) |  | Reaction to fire (droplet) | additional classes for burning droplets | EN 13501-1:2019;EN 13501-6:2018 |  |  | EF026364 | d0;d1;d2
|  | GR300 | Tuletundlikkus (elektrikaabel) |  | Reaction to fire (electrical cable) | fire property which, according to regulations, specifies the fire technical surface layer class for a construction | EN 13501-6:2018 |  |  | EF011577 | Aca;B1ca;B2ca;Cca;Dca;Eca;Fca
|  | GR325 | Tuletundlikkus (põrand) |  | Reaction to fire (flooring) | reaction to fire with floor indication (FL) | EN 13501-1:2019 |  |  | EF010074 | AFL;B1FL;B2FL;CFL;DFL;EFL;FFL
|  | GR350 | Tuletundlikkus (toru) |  | Reaction to fire (pipe) | reaction to fire with linear pipe thermal insulation product indication (L) | EN 13501-1:2019 |  |  |  | AL;B1L;B2L;CL;DL;EL;FL
|  | GR375 | Tuletundlikkus (materjal) |  | Reaction to fire (primary class) | primary class of building material's reaction to fire | EN 13501-1:2019 |  |  |  | F;E;D;C;B;A2;A1
|  | GR400 | Tuletundlikkus (suitsu teke) |  | Reaction to fire (smoke) | additional classes for smoke | EN 13501-1:2019;EN 13501-6:2018 |  |  | EF026363 | s1;s1a;s1b;s2;s3
|  | GR425 | Vabastamine (tulekahju avastamise ja tulekahjusignalisatsiooni süsteemid) |  | Release (fire detection and fire alarm systems) | release (fire detection and fire alarm systems),fittings for doors and gates | EN 54-11:2002 |  |  | EF012778 | Type B - Indirect release;Type A - Direct release
|  | GR450 | Vastupidavus leegi levikule (hülss) |  | Resistance to flame propagation (conduit) | resistance to flame propagation (conduit) | EN 61386-1:2008 |  |  |  | Non-flame propagating;Flame propagating
|  | GR625 | Sprinkleri reageering |  | Response | identifies the predefined methods of sprinkler response from which that required may be set | IFC |  | Response |  | Quick;Standard;Not known;Unset
| GS |  | Omadused, mis algavad tähega "S" (veeru "G" järgi) |  | Properties that start with letter "S" | terms (property names) are based on a given reference | CCI-EE
|  | DS200 | Isekustuv (põrandaplaat) |  | Self-extinguishing (floor tile) | self-extinguishing (floor tile, B(FL) S1-d0) | EN 13501-1:2019 |  |  | EF008359 | True;False
|  | DS215 | Isekustuv (EN 60332-1) |  | Self extinguishing (EN 60332-1) | self extinguishing cable/core | EN 60332-1-1:2004;IEC 60332-1-1:2004 |  | SelfExtinguishing60332_1 |  | True;False
|  | DS230 | Isekustuv (EN 60332-3) |  | Self extinguishing (EN 60332-3) | self extinguishing cable/core | EN IEC 60332-3;IEC 60332-3 |  | SelfExtinguishing60332_3 |  | True;False
|  | GS400 | Suitsutõrje lahendusviis |  | Smoke control solution | defines the smoke control solution | EVS 919:2020
|  | GS410 | Suitsutõrje käivitustase |  | Smoke control trigger level | defines the smoke control trigger level | EVS 919:2020
|  | GS420 | Suitsutekke indeks |  | Smoke developed index | is a measure of the concentration of smoke a material emits as it burns | NATSPEC Spec
|  | GS440 | Suitsutekke klass (kaablid) |  | Smoke development class (cables) | smoke development class (cables) | EN 13501-6:2018 |  |  | EF011578 | s1;s1a;s1b;s2;s3;None
|  | GS475 | Suitsutõke |  | Smoke stop | is object is designed to provide a smoke stop | IFC |  | SmokeStop |  | True;False
|  | GS500 | Suitsutsooni tähis |  | Smoke zone tag | marks the smoke zone tag | CCI-EE
|  | GS600 | Sprinkleri kaitse |  | Sprinkler protection | fire property that indicates that a space is sprinkler protected | IFC |  | SprinklerProtection |  | True;False
|  | GS625 | Automaatne sprinkleri kaitse |  | Sprinkler protection automatic | indication whether this object has an automatic sprinkler protection (=True) or not (=False); it should only be given, if the property "SprinklerProtection" is set to True | IFC |  | SprinklerProtectionAutomatic |  | True;False
|  | GS650 | Sprinkleri tüüp |  | Sprinkler type | identifies the predefined types of sprinkler from which the type required may be set | IFC |  | SprinklerType |  | Ceiling;Concealed;Cut-off;Pendant;Recessed pendant;Sidewall;Upright;Other;Not known;Unset
|  | GS730 | Sobib vastavalt standardile DIN 4102 |  | Suitable according to DIN 4102 | suitable according to DIN 4102 (fire test to building material) | DIN 4102 |  |  | EFDE0039 | True;False
|  | GS740 | Vastavus (EN 1158, EN 1155) |  | Suitable according to EN 1158 and EN 1155 | suitable according to EN 1158 and EN 1155 | EN 1158:1999;EN 1155:1999 |  |  | EF012856 | True;False
|  | GS750 | Tulepüsivus vastavalt EN 1634 |  | Suitable according to EN 1634 | suitable according to EN 1634, fire resistance, door/shutter assemblies, openable windows, building hardware | EN 1634-1:2014 |  |  | EFDE0040 | True;False
|  | GS760 | Vastavus, EN 179 (akna- ja uksetarvikud) |  | Suitable according to EN 179 (building hardware) | suitable according to EN 179 (building hardware) | EN 179:2008 |  |  | EF012928 | True;False
|  | GS770 | Sobib tervikahelale |  | Suitable for circuit integrity | suitable for circuit integrity | ETIM |  |  | EF007806 | True;False
|  | GS780 | Sobib tule- ja suitsutõkkeustele (EN 14846) |  | Suitable for fire- and smoke protection doors according to EN 14846 | suitable for fire- and smoke protection doors according to EN 14846 | EN 14846:2008 |  |  | EF013473 | 0;A;B;C;D;E;F
|  | GS790 | Sobib tulekindlatele ustele (EN 1634-1) |  | Suitable for fire-retardant doors (EN 1634-1) | suitable for fire-retardant doors (EN 1634-1) | EN 1634-1:2014 |  |  | EF012799 | True;False
|  | GS800 | Sobib suitsukaitse ustele (EN 1634-3) |  | Suitable for smoke shielding doors (EN 1634-3) | suitable for smoke shielding doors (EN 1634-3) | EN 1634-3:2004 |  |  | EF012798 | True;False
|  | GS810 | Sobib kasutamiseks suitsu- ja tuletõkkeuste juures (EN 15684) |  | Suitable for usage at smoke- and fire protection doors (EN 15684) | suitable for usage at smoke- and fire protection doors (EN 15684) | EN 15684:2020 |  |  | EF012985 | 0;A;B;Other
|  | GS880 | Leegi levik pinnal |  | Surface spread of flame | indication of how flames spread around surface, according to the applicable building code | IFC |  | SurfaceSpreadOfFlame
| GT |  | Omadused, mis algavad tähega "T" (veeru "G" järgi) |  | Properties that start with letter "T" | terms (property names) are based on a given reference | CCI-EE
|  | GT200 | Testitud vastavalt standardile EN 54-5 |  | Tested according to EN 54-5 | tested according to EN 54-5, fire detection and fire alarm systems | EN 54-5:2017 |  |  | EF013102 | True;False
| GV |  | Omadused, mis algavad tähega "V" (veeru "G" järgi) |  | Properties that start with letter "V" | terms (property names) are based on a given reference | CCI-EE
|  | GV200 | Suitsueemaldusventilaatori klass |  | Ventilator resistance to fire | venitlator resistance to fire | EN 13501-4:2016 |  |  |  | F200; F300; F400; F600;F842
H? |  |  | Vedeliku/gaasi või selle kasutamisega seotud omadused |  | Fluid/gas related properties | terms (properties) regarding capacity or purpose of handling fluids/gases | CCI-EE
| HA |  | Omadused, mis algavad tähega "A" (veeru "G" järgi) |  | Properties that start with letter "A" | terms (property names) are based on a given reference | CCI-EE
|  | HA050 | Vastavalt standardile DIN 16270 |  | According to DIN 16270 | according to DIN 16270 | DIN 16270 |  |  | EFDE0043 | True;False
|  | HA060 | Vastavalt standardile DIN 16271 |  | According to DIN 16271 | according to DIN 16271 | DIN 16271 |  |  | EFDE0044 | True;False
|  | HA100 | Happesuse kontsentratsioon |  | Acidity concentration | maximum CaCO3 equivalent that would neutralize the acid | IFC | mg/L | AcidityConcentration
|  | HA120 | Gaaside voolu reguleeritav seadeväärtus |  | Adjustable setting value for flow for gases | adjustable setting value for flow for gases | ETIM | m/s |  | EF007128
|  | HA130 | Vedelike voolu reguleeritav seadeväärtus |  | Adjustable setting value for flow for liquids | adjustable setting value for flow for liquids | ETIM | m/s |  | EF007127
|  | HA190 | Õhu tsirkulatsioon |  | Air circulation | air circulation | ETIM | m³/h |  | EF004910
|  | HA195 | Õhu puhtuse klass |  | Air cleanliness class | air property that sets limits on the number of particles per volume of air | ISO 14644-1:2015 |  |  |  | ISO 1;ISO 2;ISO 3;ISO 4;ISO 5;ISO 6;ISO 7;ISO 8;ISO 9
|  | HA200 | Õhuvahetuse vajadus |  | Air conditioning | indication whether this space requires air conditioning provided (=True) or not (=False) | IFC |  | AirConditioning |  | True;False
|  | HA205 | Tsentraalse konditsiooni vajadus |  | Air conditioning central | indication whether the space requires a central air conditioning provided (=True) or not (=False); it should only be given, if the property "AirConditioning" is set to True | IFC |  | AirConditioningCentral |  | True;False
|  | HA210 | Õhu tarbimine |  | Air consumption | air consumption | ETIM | m³/min |  | EF014349
|  | HA230 | Õhujaotuse indeks |  | Air diffusion performance index | is used for cooling mode conditions (ADPI); if several measurements of air velocity and air temperature are made throughout the occupied zone of a space; the ADPI is the percentage of locations where measurements were taken that meet the specifications for effective draft temperature and air velocity | IFC |  | AirDiffusionPerformanceIndex
|  | HA250 | Õhuvahetuse kiirus |  | Air exchange rate | loads from the air exchange rate | IFC | W | AirExchangeRate
|  | HA255 | Õhu väljtõmbehulk 100 Pa juures |  | Air extraction volume at 100 Pa | air extraction volume at 100 Pa | ETIM | m³/h |  | EF024250
|  | HA260 | Õhu väljtõmbehulk 150 Pa juures |  | Air extraction volume at 150 Pa | air extraction volume at 150 Pa | ETIM | m³/h |  | EF024251
|  | HA265 | Õhu väljtõmbehulk 50 Pa juures |  | Air extraction volume at 50 Pa | air extraction volume at 50 Pa | ETIM | m³/h |  | EF024249
|  | HA285 | Õhuvoolu konfiguratsioon |  | Air flow configuration | air flow configuration type of cooled beam | IFC |  | AirflowConfiguration |  | Bidirectional;Unidirectional right;Unidirectional left;Other;Not known;Unset
|  | HA290 | Õhuleke |  | Air flow leakage | volumetric leakage flow rate | IFC | m3/s | AirflowLeakage
|  | HA295 | Õhuvoolu vahemik |  | Air flowrate range | possible range of airflow that can be delivered | IFC | m3/s | AirflowrateRange | EF022319
|  | HA300 | Vooluhulga kontrollsäte |  | Air flowrate versus flow control element | air flowrate versus flow control element position at nominal pressure drop | IFC |  | AirflowrateVersusflowControlElement
|  | HA320 | KVJ seadme konstruktsioon |  | Air handler construction | enumeration defining how the air handler might be fabricated | IFC |  | AirHandlerConstruction |  | Manufactured item;Constructed on site;Other;Not known;Unset
|  | HA325 | Sissepuhkeventilaatori paigutus |  | Air handler fan coil arrangement | enumeration defining the arrangement of the supply air fan and the cooling coil | IFC |  | AirHandlerFanCoilArrangement |  | Blow through;Draw through;Other;Not known;Unset
|  | HA330 | Õhuniiskus |  | Air humidity | air properties that indicate humidity requirements | EN 16798-1:2019
|  | HA360 | Õhuosakeste filtri tüüp |  | Air particle filter type | a panel dry type extended surface filter is a dry-type air filter with random fiber mats or blankets in the forms of pockets, V-shaped or radial pleats. | IFC |  | AirParticleFilterType |  | Coarse metal screen;Coarse cell foams;Coarse spun glass;Medium electret filter;Medium natural fiber filter;HEPA filter;ULPA filter;Membrane filters;Renewable moving curtain dry media filter;Electrical filter;Roll form;Adhesive reservoir;Other;Not known;Unset
|  | HA365 | Õhuläbilaskvus |  | Air permeability | air properties that indicate permeability | EN 12207:2016 | m3/(h m2)
|  | HA370 | Õhu kvaliteet |  | Air pollution index | determination of a gaseous acid air pollution index | ISO 4220:1983
|  | HA375 | Õhu rõhulang vs õhuhulk |  | Air pressure drop curve | air pressure drop curve, pressure drop – flow rate curve, AirPressureDrop = f (AirflowRate) | IFC |  | AirPressureDropCurve
|  | HA380 | Õhu rõhulang vs õhuhulk kõverad |  | Air pressure drop curves | air pressure drop as function of air flow rate | IFC |  | AirPressureDropCurves
|  | HA385 | Õhurõhk |  | Air pressure | air pressure | ETIM | bar |  | EF014348
|  | HA390 | Õhurõhu vahemik |  | Air pressure range | allowable air static pressure range at the entrance of the air terminal box | IFC | Pa | AirPressureRange | EF014364
|  | HA395 | Ruumi ülerõhu nõue |  | Air pressurization | indication whether the space is required to have pressurized air (=True) or not (=False) | IFC |  | AirPressurization |  | True;False
|  | HA430 | Õhukvaliteedi klass |  | Air quality class | air quality that indicates class for air quality according to industry standard | ISO 8573-1:2010
|  | HA450 | Radooni kontsentratsioon õhus |  | Air radon concentration | air property indicating radon content | ISO 11665-4:2020 | Bq/m3
|  | HA455 | Õhutakistuse kõver |  | Air resistance curve | air resistance curve (w/ fan only); Pressure = f ( flow rate) | IFC |  | AirResistanceCurve
|  | HA475 | Ventilatsiooniagregaadi põhitüüp |  | Air side system distribution type | this enumeration defines the basic types of air side systems | IFC |  | AirSideSystemDistributionType |  | Single duct;Dual duct;Multizone;Other;Not known;Unset
|  | HA480 | Ventilatsiooniagregaadi alamtüüp |  | Air side system type | this enumeration specifies the basic types of possible air side systems | IFC |  | AirSideSystemType |  | Constant volume;Constant volume single zone;Constant volume multiple zoner heat;Constant value by pass; Variable air volume reheat; Variable air volume induction; Variable air volume fan powered; Variable air volume dual conduit; Variabel air volume variable diffusers; Variable air volume variable temperature; Other; Not known; Unset
|  | HA485 | Õhu toitevoohulk 100 Pa juures |  | Air supply volume at 100 Pa | air supply volume at 100 Pa | ETIM | m³/h |  | EF024247
|  | HA490 | Õhu toitevoohulk 150 Pa juures |  | Air supply volume at 150 Pa | air supply volume at 150 Pa | ETIM | m³/h |  | EF024248
|  | HA495 | Õhu toitevoohulk 50 Pa juures |  | Air supply volume at 50 Pa | air supply volume at 50 Pa | ETIM | m³/h |  | EF024246
|  | HA520 | Õhujaoturi tüüp |  | Air terminal box arrangement type | terminal box arrangement | IFC |  | ArrangementType |  | Single duct;Dual duct;Multizone;Other;Not known;Unset
|  | HA525 | Õhu vooluhulk |  | Air through-put | air through-put | ETIM | m³/h |  | EF002240
|  | HA530 | Õhutihedus |  | Air tightness | air tightness | EN 12114:2000 | m³/m²h50Pa |  | EF013932
|  | HA535 | Õhutiheduse klass |  | Air tightness class | air property that indicates the density class for ventilation ducts according to standard | EN 12237:2003;EN 1507:2006 |  |  |  | A;B;C;D
|  | HA540 | Õhutiheduse klass (siiber/ventiilid) |  | Air tightness class (damper/valves) | air tightness class (damper/valves) | EN 1751:2014 |  |  | EF025356 | Class 0;Class 1;Class 2;Class 3; Class 4
|  | HA560 | Õhu kiirus |  | Air velocity | average velocity of air, i.e. the magnitude of the velocity vector of the flow at the measuring point considered, over an interval of time (measuring point) | EN ISO 13731:2001 | m/s
|  | HA565 | Õhu vooluhulk |  | Air volume | air volume | ETIM | m³/h |  | EF006340
|  | HA570 | Õhu maht |  | Air volume (stratum) | relative volume of air stratum constituents | IFC | m3 | AirVolume
|  | HA575 | Õhu vooluhulk rõhul 100 Pa |  | Air volume at 100 Pa | air volume at 100 Pa | ETIM | m³/h |  | EF024153
|  | HA580 | Õhuvoo hulk rõhul 1000 Pa (staatiline) |  | Air volume at 1000 Pa (static) | air volume at 1000 Pa (static) | ETIM | m³/h |  | EF024443
|  | HA585 | Õhuvoo hulk rõhul 10000 Pa (staatiline) |  | Air volume at 10000 Pa (static) | air volume at 10000 Pa (static) | ETIM | m³/h |  | EF024454
|  | HA590 | Õhuvoo hulk rõhul 14000 Pa (staatiline, 20 °C) |  | Air volume at 14000 Pa (static, 20 °C) | air volume at 14000 Pa (static, 20 °C) | ETIM | m³/h |  | EF024507
|  | HA595 | Õhuvoo hulk rõhul 1500 Pa (staatiline) |  | Air volume at 1500 Pa (static) | air volume at 1500 Pa (static) | ETIM | m³/h |  | EF024444
|  | HA600 | Õhuvoo hulk rõhul 18000 Pa (staatiline, 20 °C) |  | Air volume at 18000 Pa (static, 20 °C) | air volume at 18000 Pa (static, 20 °C) | ETIM | m³/h |  | EF024508
|  | HA605 | Õhuvoo hulk rõhul 200 Pa (staatiline) |  | Air volume at 200 Pa (static) | air volume at 200 Pa (static) | ETIM | m³/h |  | EF024439
|  | HA610 | Õhuvoo hulk rõhul 2000 Pa (staatiline) |  | Air volume at 2000 Pa (static) | air volume at 2000 Pa (static) | ETIM | m³/h |  | EF024445
|  | HA615 | Õhuvoo hulk rõhul 2500 Pa (staatiline) |  | Air volume at 2500 Pa (static) | air volume at 2500 Pa (static) | ETIM | m³/h |  | EF024446
|  | HA620 | Õhuvoo hulk rõhul 3000 Pa (staatiline) |  | Air volume at 3000 Pa (static) | air volume at 3000 Pa (static) | ETIM | m³/h |  | EF024447
|  | HA625 | Õhuvoo hulk rõhul 3500 Pa (staatiline) |  | Air volume at 3500 Pa (static) | air volume at 3500 Pa (static) | ETIM | m³/h |  | EF024448
|  | HA630 | Õhuvoo hulk rõhul 400 Pa (staatiline) |  | Air volume at 400 Pa (static) | air volume at 400 Pa (static) | ETIM | m³/h |  | EF024440
|  | HA635 | Õhuvoo hulk rõhul 4000 Pa (staatiline) |  | Air volume at 4000 Pa (static) | air volume at 4000 Pa (static) | ETIM | m³/h |  | EF024449
|  | HA640 | Õhuvoo hulk rõhul 4500 Pa (staatiline) |  | Air volume at 4500 Pa (static) | air volume at 4500 Pa (static) | ETIM | m³/h |  | EF024450
|  | HA645 | Õhu vooluhulk 50 Pa rõhulangu korral |  | Air volume at 50 Pa pressure loss | air volume at 50 Pa pressure loss | ETIM | m³/h |  | EF024275
|  | HA650 | Õhuvoo hulk rõhul 5000 Pa (staatiline) |  | Air volume at 5000 Pa (static) | air volume at 5000 Pa (static) | ETIM | m³/h |  | EF024451
|  | HA655 | Õhuvoo hulk rõhul 600 Pa (staatiline) |  | Air volume at 600 Pa (static) | air volume at 600 Pa (static) | ETIM | m³/h |  | EF024441
|  | HA660 | Õhuvoo hulk rõhul 6000 Pa (staatiline) |  | Air volume at 6000 Pa (static) | air volume at 6000 Pa (static) | ETIM | m³/h |  | EF024452
|  | HA665 | Õhuvoo hulk rõhul 800 Pa (staatiline) |  | Air volume at 800 Pa (static) | air volume at 800 Pa (static) | ETIM | m³/h |  | EF024442
|  | HA670 | Õhuvoo hulk rõhul 8000 Pa (staatiline) |  | Air volume at 8000 Pa (static) | air volume at 8000 Pa (static) | ETIM | m³/h |  | EF024453
|  | HA675 | Õhu vooluhulk rõhul 2 |  | Air volume at pressure 2 | air volume at pressure 2 | ETIM | m³/h |  | EF021890
|  | HA680 | Õhu vooluhulk rõhul 3 |  | Air volume at pressure 3 | air volume at pressure 3 | ETIM | m³/h |  | EF021891
|  | HA685 | Õhu vooluhulk |  | Air volume flow | air volume flow | ETIM | m³/s |  | EF010277
|  | HA690 | Õhu vooluhulk, ülemine |  | Air volume high | air volume high | ETIM | m³/h |  | EF024809
|  | HA695 | Õhu vooluhulk, alumine |  | Air volume low | air volume low | ETIM | m³/h |  | EF024811
|  | HA700 | Õhu vooluhulk, keskmine |  | Air volume medium | air volume medium | ETIM | m³/h |  | EF024810
|  | HA705 | Nõutav õhuhulk |  | Air volume required | air volume required | ETIM | l/min |  | EF020609
|  | HA710 | Õhu vooluhulk laadimata olekus |  | Air volume, unloaded | air volume, unloaded | ETIM | m³/h |  | EF021889
|  | HA740 | Õhuvoolu kõver |  | Airflow curve | air flowrate versus damper position relationship;airflow = f ( valve position) | IFC | m3/s | AirflowCurve
|  | HA745 | Õhuvooluhulk |  | Airflow rate | actual airflow rate as designed | IFC | m3/s | AirflowRate
|  | HA750 | Õhuvoolu muutumise vahemik |  | Airflow rate range | range of airflow that can be delivered | IFC | m3/s | AirflowRateRange
|  | HA755 | Tajutav õhuvool |  | Airflow sensible | the air flowrate required to satisfy the sensible peak loads | IFC | m3/s | AirflowSensible
|  | HA760 | Õhuvoolu tüüp |  | Airflow type | enumeration defining the functional type of air flow through the terminal | IFC |  | AirflowType |  | Supply air;Return air;Exhaust air;Other;Not known;Unset
|  | HA790 | Leeliselisuse kontsentratsioon |  | Alkalinity concentration | maximum alkalinity concentration (maximum sum of concentrations of each of the negative ions substances measured as CaCO3) | IFC | mg/L | AlkalinityConcentration
|  | HA800 | Suurim lubatav töörõhk (torud) |  | Allowable operating pressure | maximum hydrostatic pressure which a component is capable of withstanding continuously in service (excluding surge) | EN 17176-1:2019
|  | HA860 | Ventilaatori rakendus |  | Application of fan | the functional application of the fan | IFC |  | ApplicationOfFan |  | Supply air;Return air;Exhaust air;Cooling tower;Other;Not known;Unset
|  | HA880 | Heakskiidetud vastavalt standardile EN 1359 |  | Approved according to EN 1359 (gas meters) | approved according to EN 1359 (gas meters) | EN 1359:2017 |  |  | EF025250 | True;False
|  | HA890 | Vastavalt standardile EN 331 |  | Approved according to EN 331 | approved according to EN 331 | EN 331:2015 |  |  | EF025194 | True;False
|  | HA900 | Kinnitatud vooluvahemik (qi - qs) |  | Approved flow range (qi - qs) | approved flow range (qi - qs) | EN 1434-4:2015 | m³/h |  | EF016347
|  | HA930 | Atmosfäärirõhk |  | Atmospheric pressure | pressure of the outdoor atmosphere, as indicated by a barometer | EN ISO 13731:2001 | Pa | AtmosphericPressure
|  | HA940 | Pihustamise rõhk |  | Atomizing pressure | atomizing pressure | ETIM | bar |  | EF014009
|  | HA960 | Kondensaadi automaatne tühjendamine |  | Automatic condensate discharge | whether or not the condensing water or oil is discharged automatically from the filter | IFC |  | AutomaticCondensateDischarge
|  | HA980 | Saadaolev rõhk |  | Available pressure | available pressure | ETIM | Pa |  | EF016174
| HB |  | Omadused, mis algavad tähega "B" (veeru "G" järgi) |  | Properties that start with letter "B" | terms (property names) are based on a given reference | CCI-EE
|  | HB100 | Tagasivooluklapi tüüp |  | Backflow preventer type | identifies the type of backflow preventer installed to prevent the backflow of contaminated or polluted water from an irrigation/reticulation system to a potable water supply | IFC |  | BackflowPreventerType |  | None;Atmospheric vacuum breaker;Antisiphon valve;Double check backflow preventer;Pressure vacuum breaker;Reduced pressure backflow preventer;Other;Non known;Unset
|  | HB120 | Tagasivoolu kaitse (EN 1717) |  | Backflow safeguard (EN 1717) | backflow safeguard (EN 1717) | EN 1717:2001 |  |  | EF011775 | AA, free air gap;AB;AC;AD;AF;AG;BA;CA;DA;DB;DC;EA;EB;EC;ED;GA;GB;HA;HB;HC;HD;LA;LB
|  | HB400 | Väljalaskerõhk |  | Blow-off pressure | blow-off pressure | ETIM | bar |  | EF020327
|  | HB750 | Lõhkemisrõhk |  | Bursting pressure | bursting pressure | ETIM | bar |  | EF007080
|  | HB900 | Möödaviigutegur |  | Bypass factor | fraction of air that is bypassed by the coil (0-1) | IFC |  | BypassFactor |  | [0;1]
| HC |  | Omadused, mis algavad tähega "C" (veeru "G" järgi) |  | Properties that start with letter "C" | terms (property names) are based on a given reference | CCI-EE
|  | HC060 | Võimsus (maht) |  | Capacity | capacity | ETIM | m³/h |  | EF025252
|  | HC070 | Võimsus 10 °D korral |  | Capacity at 10 °D | capacity at 10 °D | ETIM | l/h |  | EF025284
|  | HC100 | Süsinikdioksiidi kontsentratsioon |  | Carbon dioxide concentration | air properties that indicate the content of carbon dioxide | CEN/TS 17405:2020 | ppm
|  | HC300 | Vahelae tagune tagastusvool |  | Ceiling RA plenum | ceiling plenum used for return air (=True) or not (=False) | IFC |  | CeilingRAPlenum |  | True;False
|  | HC325 | Õhukiirus keskteljel |  | Centerline air velocity | centerline air velocity versus distance from the diffuser and temperature differential; a function of distance from diffuser and temperature difference between supply air and room air | IFC | m | CenterlineAirVelocity
|  | HC350 | Sertifitseerimistunnus |  | Certified by | property indicating approved product according to industry agreement | CCI-EE
|  | HC450 | Laadimisrõhk |  | Charge pressure | nominal or design operating pressure of the tank | IFC | Pa | ChargePressure
|  | HC550 | Ummistuse indikaator |  | Clogging indicator | whether the filter has an indicator to display the degree of clogging of the filter | IFC |  | CloggingIndicator
|  | HC570 | Sulgventiili säte |  | Close off rating | close off rating | IFC | Pa | CloseOffRating
|  | HC585 | Sulgemisrõhk |  | Closing pressure | closing pressure | ETIM | bar |  | EF024117
|  | HC600 | Mähise jahutusvedelik |  | Coil coolant | the fluid used for heating or cooling used by the hydronic coil | IFC |  | CoilCoolant |  | Water;Brine;Glycol;Other;Not known;Unset
|  | HC610 | Külma vee ühendus |  | Cold water connection | cold water connection | ETIM |  |  | EF002164
|  | HC620 | Kompressiooni efektiivsus |  | Compression efficiency | ratio of the work required for isentropic compression of the gas to the work delivered to the gas within the compression volume (as obtained by measurement) | IFC |  | CompressionEfficiency
|  | HC630 | Survetugevuse mõõtepea |  | Compressive strength measuring head | compressive strength measuring head | ETIM | bar |  | EF007107
|  | HC640 | Kompressori võimsus |  | Compressor capacity | the product of the ideal capacity and the overall volumetric efficiency of the compressor | IFC | W | CompressorCapacity
|  | HC660 | Kompressori kondensaatori rõhulang |  | Compressor condenser pressure drop | pressure drop between condenser inlet and compressor outlet | IFC | Pa | CompressorCondenserPressureDrop
|  | HC680 | Kompressori aurusti rõhulang |  | Compressor evaporator pressure drop | pressure drop between the evaporator outlet and the compressor inlet | IFC | Pa | CompressorEvaporatorPressureDrop
|  | HC700 | Kompressori kiirus |  | Compressor speed | compressor speed | IFC | cycles/s | CompressorSpeed
|  | HC720 | Kondensaatori vooluhulk |  | Condenser flowrate | flow rate of fluid through the condenser | IFC | m3/s | Condenserflowrate
|  | HC740 | Pidev mahuvool (Q3) |  | Continuous volume flow (Q3) | continuous volume flow (Q3) | ETIM | m³/h |  | EF014723
|  | HC770 |  |  | Control ratio (Svo) | indicates the ratio between the smallest possible opening step (Kvo) of a control valve and the maximum opening of a valve (Kvs) | ETIM | % |  | EF024115
|  | HC780 | Juhtimissignaali alumine väärtus |  | Control signal lower value | control signal lower value | ETIM | bar |  | EF021867
|  | HC790 | Juhtimissignaali ülemine väärtus |  | Control signal upper value | control signal upper value | ETIM | bar |  | EF021868
|  | HC820 | Jahutava õhu vooluhulk |  | Cooling air flow rate | cooling air flow rate in the space | IFC | m3/s | CoolingAirflowRate | EF024959
|  | HC830 | Arvutuslik jahutusõhu vooluhulk |  | Cooling design airflow | the air flowrate required during the peak cooling conditions | IFC | m3/s | CoolingDesignAirflow
|  | HC840 | Jahutusvee vooluhulk |  | Cooling water flow rate | water flow rate for cooling | IFC | m3/s | CoolingWaterFlowRate
|  | HC880 | Arvestatud efektiivsus |  | Counted efficiency | filter efficiency based the particle counts concentration before and after filter against particles with certain size distribution | IFC |  | CountedEfficiency
|  | HC890 | Arvestatud efektiivsuskõver |  | Counted efficiency curve | counted efficiency curve as a function of dust holding weight, efficiency = f (dust holding weight) | IFC |  | CountedEfficiencyCurve
| HD |  | Omadused, mis algavad tähega "D" (veeru "G" järgi) |  | Properties that start with letter "D" | terms (property names) are based on a given reference | CCI-EE
|  | HD150 | Niiskuseralduse võime |  | Dehumidification capacity | dehumidification capacity | ETIM | l/h |  | EF020130 |  |  | EU000038 | l/h | EG015230 | Cooling systems
|  | HD250 | Lülitusastmete erinevus |  | Differential between switch steps | differential between switch steps | ETIM | m/s |  | EF021419
|  | HD260 | Rõhu lülitusastmete vahe baarides (bar) |  | Differential between switch steps in bar | differential between switch steps in bar | ETIM | bar |  | EF024108
|  | HD270 | Rõhu lülitusastmete vahe paskalites (Pa) |  | Differential between switch steps in Pa | differential between switch steps in pa | ETIM | Pa |  | EF024107
|  | HD280 | Diferentsiaalpiirkond / lüliti hüsterees 2 |  | Differential range/switch hysteresis 2 | differential range/switch hysteresis 2 | ETIM | bar |  | EF024289
|  | HD300 | Pöörlemissuund |  | Direction of rotation | the direction of the centrifugal fan wheel rotation when viewed from the drive side of the fan | IFC |  | DirectionOfRotation |  | Clockwise;Counter-clockwise;Other;Not known;Unset
|  | HD325 | Vooluhulgategur |  | Discharge coefficient | the coefficient of flow at the sprinkler | IFC |  | DischargeCoefficient
|  | HD335 | Edastamise suund |  | Discharge direction | discharge direction of the air terminal | IFC |  | DischargeDIrection |  | Parallel;Perpendicular;Adjustable;Other;Not known;Unset
|  | HD345 | Vooluhulk |  | Discharge flow rate | the volumetric rate of fluid discharge | IFC | m3/s | DischargeFlowRate
|  | HD355 | Tõstekõrgus BEP vooluhulga juures |  | Discharge head at flow rate (BEP) | discharge head at flow rate (best efficieny point, BEP) | ETIM | kPa |  | EF014905
|  | HD365 | Tõstekõrgus nominaalse vooluhulga juures |  | Discharge head at nominal flow rate | discharge head at nominal flow rate | ETIM | kPa |  | EF022473
|  | HD375 | Survepoole rõhukadu |  | Discharge pressure loss | fan discharge pressure loss associated with the discharge arrangement | IFC | Pa | DischargePressureLoss
|  | HD385 | Survepoole voolukiirus |  | Discharge velocity | the speed at which air discharges from the fan through the fan housing discharge opening | IFC | m/s | DischargeVelocity
|  | HD450 | Lahustunud tahke aine sisaldus |  | Dissolved solids content | fraction of the dissolved solids to the total amount of water; this is measured in weight of dissolved solids per weight of water and is therefore unitless | IFC |  | DissolvedSolidsContent |  | [0;1]
|  | HD600 | Allavoolu rõhk |  | Downstream pressure | the operating pressure of the fluid downstream of the pressure reducing valve | IFC | Pa | DownstreamPressure
|  | HD700 | Tühjenemise vooluhulk (katusedreen) |  | Drain capacity | drain capacity | ETIM | l/s |  | EF021846
|  | HD720 | Dreeni vooluhulk (trapp) |  | Drainage capacity | drainage capacity | ETIM | l/s |  | EF021478
|  | HD740 | Veovõimsus |  | Driving capacity | driving capacity | ETIM | m³/h |  | EF025969
|  | HD750 | Juhtsurve |  | Driving head | driving head | ETIM | mH2O |  | EF025970
|  | HD760 | Veepidavus (aknad, uksed) |  | Driving rain impermeability (windows and doors) | watertightness; driving rain impermeability (windows and doors) | EN 12208:2003 |  |  | EF013135 | 1A;2A;3A;4A;5A;6A;7A;8A;9A;Exxx;Other
|  | HD780 | Kuivati võimsus |  | Dryer capacity | dryer capacity | ETIM | m³/h |  | EF021761
|  | HD850 | Kaheosaline |  | Dual deck | does the AirHandler have a dual deck | IFC |  | DualDeck |  | True;False
|  | HD950 | Dünaamiline viskoossus |  | Dynamic viscosity | a measure of the viscous resistance of the material | IFC | Pa s | DynamicViscosity
| HE |  | Omadused, mis algavad tähega "E" (veeru "G" järgi) |  | Properties that start with letter "E" | terms (property names) are based on a given reference | CCI-EE
|  | HE200 | Efektiivsus |  | Effectiveness | ratio between two values | IFC | % | Effectiveness |  | [0;1]
|  | HE225 | Efektiivsuse kõver |  | Efficiency curve | fan efficiency = f(flow rate) | IFC |  | EfficiencyCurve
|  | HE500 | Lõplik rõhk |  | End pressure | end pressure | ETIM | bar |  | EF022372
|  | HE510 | Lõppseadistus |  | End setting | end setting | ETIM | hPa |  | EF001411
|  | HE520 | Survevahemiku lõppväärtuse mõõtmine |  | End value measuring range pressure | end value measuring range pressure | ETIM | Pa |  | EF007134
|  | HE540 | Aktiveerimisrõhk |  | Engaging pressure | engaging pressure | ETIM | bar |  | EF007124
|  | HE560 | Tuulekiiruse arvestamine |  | Engaging wind speed | engaging wind speed | ETIM | m/s |  | EF009504
|  | HE800 | Aurusti jahutusvedelik |  | Evaporator coolant | the fluid used for the coolant in the evaporator | IFC |  | EvaporatorCoolant |  | Water;Brine;Glycol;Other;Not known;Unset
|  | HE820 | Aurusti keskmine tühimik |  | Evaporator mean void fraction | mean void fraction in evaporator | IFC |  | EvaporatorMeanVoidFraction |  | [0;1]
|  | HE900 | Väljuva õhu vooluhulk |  | Exhaust air flowrate | design exhaust air flow rate for the space | IFC | m3/s | ExhaustAirFlowRate
|  | HE910 | Väljuva õhu filtri klass |  | Exhaust filter class | exhaust filter class | EN ISO 16890-1:2016 |  |  | EF013390 | ISO Coarse;ISO ePM10;ISO ePM2.5;ISO ePM1;Other
|  | HE940 | Süsteemipumba nimivooluhulga korral kättesaadav välisrõhk |  | External pressure system pump available at nominal flow | external pressure system pump available at nominal flow | ETIM | bar |  | EF009427
| HF |  | Omadused, mis algavad tähega "F" (veeru "G" järgi) |  | Properties that start with letter "F" | terms (property names) are based on a given reference | CCI-EE
|  | HF100 | Voolukiirus pinnal |  | Face velocity | air velocity through the coil | IFC | m/s | FaceVelocity
|  | HF125 | Ventilaatori nõue |  | Fan | indicates fan operation where True is on, False is off, and Unknown is automatic | IFC |  | Fan |  | True;False;Unknown
|  | HF150 | Ventilaatori efektiivsus |  | Fan efficiency | fan mechanical efficiency | IFC |  | FanEfficiency |  | [0;1]
|  | HF170 | Ventilaatori pöörlemiskiirus |  | Fan rotation speed | fan rotation speed | IFC | cycles/s | FanRotationSpeed
|  |  | Toiterõhk |  | Feed pressure | feed pressure | ETIM | bar |  | EF020276
|  | HF300 | Täitegaas |  | Fill gas | name of the gas by which the gap between two glass layers is filled; it is given for information purposes only | IFC |  | FillGas
|  | HF310 | Täitemaht |  | Filling capacity | filling capacity | ETIM | l/h |  | EF020765
|  | HF320 | Filtri klass |  | Filter class | filter class | ETIM |  |  | EF001649 | G1;G2;G3;G4;M5;M6;F7;F8;F9;H10;H11;H12;H13;H14;U15;U16;U17;None
|  | HF330 | Filtri klass (üldventilatsioon) |  | Filter class (general ventilation) | air property indicating class of filter according to standard | EN ISO 16890-1:2016 |  |  |  | A;B
|  | HF340 | Filtri klass (suure efektiivsusega) |  | Filter class (high efficiency) | air property indicating class of filter according to standard | EN 1822-1:2019 |  |  |  | E10;E11;E12;H13;H14;U15;U16;U17
|  | HF350 | Filtreermise aste |  | Filter grade | filter grade | ETIM | µm |  | EF014010
|  | HF375 | Filtri lõpptakistus |  | Final resistance | filter fluid resistance when replacement is required (i.e., pressure drop at the maximum air flowrate across the filter when the filter needs replacement) | ASHRAE Standard 52.1 | Pa | FinalResistance
|  | HF400 | Liitmiku kohtsurvekao tegur |  | Fitting loss factor | a factor that determines the pressure loss due to friction through the fitting | IFC |  | FittingLossFactor
|  | HF440 | Ääriku surveaste (ANSI) |  | Flange compression stage (ANSI) | flange compression stage (ansi) | ETIM | lb |  | EF022980
|  | HF450 | Ääriku surveaste |  | Flange pressure stage | flange pressure stage | ETIM | lb |  | EF022696
|  | HF490 | Voolu reguleerimise vahemik |  | Flow adjustment range | flow adjustment range | ETIM | l/min |  | EF015659
|  | HF500 | Voolamise jaotusskeem |  | Flow arrangement | Counterflow: Air and water flow enter in different directions; Crossflow: Air and water flow are perpendicular; Parallelflow: air and water flow enter in same directions | IFC |  | FlowArrangement |  | Counter flow;Cross flow;Parallel flow;Other;Not known;Unset
|  | HF525 | Vooluklass |  | Flow class | alphanumeric indication of the flow class of a hydrant (may be used in connection with or instead of the FlowRate property) | IFC |  | FlowClass
|  | HF535 | Vooluhulgategur |  | Flow coefficient | flow coefficient (the quantity of fluid that passes through a fully open valve at unit pressure drop), typically expressed as the Kv or Cv value for the valve | IFC |  | FlowCoefficient
|  | HF545 | Voolutingimus |  | Flow condition | defines the flow condition as a percentage of the cross-sectional area | IFC |  | FlowCondition
|  | HF565 | Sooja tarbevee hulk |  | Flow domestic hot water (DHW) | flow domestic hot water (DHW) | EN 13203-1:2015 | l/min |  | EF015952
|  | HF600 | Liikumisrežiim |  | Flow pattern | flow pattern | IFC |  | FlowPattern |  | Linear single;Linear double;Linear four-way;Radial;Swirl;Displacement;Compact jet;Other;Not known;Unset
|  | HF620 | Vooluhulk rõhulangu delta p = 1 bar korral |  | Flow rate at delta p = 1 bar | flow rate at delta p = 1 bar | ETIM | m³/h |  | EF020593
|  | HF630 | Voolukiiruse vahemik |  | Flow rate range | allowable range of volume of fluid being pumped against the resistance specified | IFC | m3/s | FlowRateRange
|  | HF640 | Vooluhulga väärtus |  | Flow rating | actual flow capacity for the gutter; value of 0.00 means this value has not been set | IFC | m3/s | FlowRating
|  | HF650 | Voolamise takistuse vahemik |  | Flow resistance range | allowable range of frictional resistance against which the fluid is being pumped | IFC | Pa | FlowResistanceRange
|  | HF670 | Läbivoolumaht |  | Flow-through capacity | flow-through capacity | ETIM | l/min |  | EF022349
|  | HF675 | Läbivoolumaht (vahemik) |  | Flow-through capacity (range) | flow-through capacity (range) | ETIM | m³/h |  | EF022692
|  | HF700 | Vooluhulk |  | Flowrate | the actual operational fluid flowrate | IFC | kg/s | Flowrate
|  | HF715 | Vooluhulga leke |  | Flowrate leakage | leakage flowrate versus pressure difference | IFC | m3/s | FlowrateLeakage
|  | HF730 | Vedeliku kategooria (EN 1717) |  | Fluid category (EN 1717) | fluid category (EN 1717) | EN 1717:2001 |  |  | EF015302 | 1;2;3;4;5
|  | HF750 | Vedeliku lekke vooluhulk |  | Fluid flow leakage | volumetric leakage flow rate | IFC | m3/s | FluidflowLeakage
|  | HF775 | Vedeliku rõhu vahemik |  | Fluid pressure range | allowable water working pressure range inside the tube | IFC | Pa | FluidPressureRange
|  | HF800 | Loputushulk |  | Flushing rate | the predetermined quantity of water to be flushed | IFC | m3/s | FlushingRate
|  | HF850 | Vabaala |  | Free area | area of all unobstructed openings measured in the plane of maximum restriction | EN 13141-1:2019
|  | HF875 | Hõõrdekadu |  | Friction loss | the pressure loss due to friction per unit length (Data type = PressureMeasure/LengthMeasure) | IFC |  | FrictionLoss
| HG |  | Omadused, mis algavad tähega "G" (veeru "G" järgi) |  | Properties that start with letter "G" | terms (property names) are based on a given reference | CCI-EE
|  | HG065 | Gaasitarve |  | Gas consumption | gas consumption | ETIM | g/h |  | EF021964
|  | HG070 | Gaasi tarbimine, kõrge kütteväärtusega maagaas (G20) |  | Gas consumption high-calorific natural gas (G20) | gas consumption high-calorific natural gas (G20) | ETIM | m³/h |  | EF013929
|  | HG075 | Gaasikulu, madala kütteväärtusega maagaas (G25) |  | Gas consumption low-calorific natural gas (G25) | gas consumption low-calorific natural gas (G25) | ETIM | m³/h |  | EF013923
|  | HG080 | Gaasikulu propaan (G31) |  | Gas consumption propane (G31) | gas consumption propane (G31) | ETIM | kg/h |  | EF013924
|  | HG100 | Gaasi olemasolu |  | Gas detected | identification of the gas that is being detected, according to chemical formula; for example, carbon monoxide is 'CO', carbon dioxide is 'CO2', oxygen is 'O2' | IFC |  | GasDetected
|  | HG115 | Gaasi rõhk |  | Gas pressure | fill pressure (e.g. for between-pane gas fills): the pressure exerted by a mass of gas confined in a constant volume | IFC | Pa | GasPressure
|  | HG125 | Gaasi tüüp |  | Gas type | defines the types of gas that may be specified | IFC |  | GasType | EF000989 | Commercial butane;Commercial propane;Liquefied petroleum gas;Natural gas;Other;Not known;Unset
|  | HG560 | Rasvafiltri klass EU2 |  | Grease filter class EU2 | grease filter class EU2 | Eurovent 4/5:1992 |  |  | EF020611 | True;False
| HH |  | Omadused, mis algavad tähega "H" (veeru "G" järgi) |  | Properties that start with letter "H" | terms (property names) are based on a given reference | CCI-EE
|  | HH100 | Ventilaatoriga |  | Has fan | terminal box has a fan inside (fan powered box) | IFC |  | HasFan |  | True;False
|  | HH125 | Gaasi möödaviik |  | Has hot gas bypass | whether or not hot gas bypass is provided for the compressor | IFC |  | HasHotGasBypass |  | True;False
|  | HH150 | Loputusventiili väljalülitusseade |  | Has integral shut off device | indication of whether the flushing valve has an integral shut off device fitted (=True) or not (=False) | IFC |  | HasIntegralShutOffDevice |  | True;False
|  | HH175 | Sagedusmuunduriga |  | Has part winding | indication of whether the motor is single speed, i.e. has a single winding (=False) or multi-speed i.e.has part winding (=True) | IFC |  | HasPartWinding |  | True;False
|  | HH200 | Tagasivooluga segunemine |  | Has return air | terminal box has return air mixed with supply air from duct work | IFC |  | HasReturnAir |  | True;False
|  |  | Õhuvoog kütmisel |  | Heating air flow rate | heating air flow rate | ETIM | m³/h |  | EF024960
|  | HH460 | Sooja kraanivee võimsus 40 °C juures pidevtalitluses |  | Hot tap water capacity at 40 °C, continuous | hot tap water capacity at 40 °C, continuous | ETIM | l/min |  | EF021155
|  | HH470 | Kuuma kraanivee vooluhulk 45 °C korral |  | Hot tap water capacity at 45 °C | hot tap water capacity at 45 °C | ETIM | l/min |  | EF021988
|  | HH480 | Kuuma kraanivee maht (võimsus) 60 °C juures |  | Hot tap water capacity at 60 °C | hot tap water capacity at 60 °C | ETIM | l/min |  | EF020092
|  | HH500 | Sooja vee ühendus |  | Hot water connection | hot water connection | ETIM |  |  | EF002165
|  | HH800 | Niiskuse efektiivsus |  | Humidity effectiveness | humidity heat transfer effectiveness: the ratio of primary airflow absolute humidity changes to maximum possible absolute humidity changes | IFC |  | HumidityEffectiveness |  | [0;1]
|  | HH900 | Filtratsioonimoodul |  | Hydraulic conductivity | hydraulic conductivity (permeability) of soil for water, given with the K or Kf value in m/s | EVS 901-20:2013 | m/s | HydraulicConductivity
|  | HH902 | Filtratsioonimoodul (projekteeritud) |  | Hydraulic conductivity (design value) | hydraulic conductivity (permeability) of soil for water, given with the K or Kf value in m/s | EVS 901-20:2013 | m/s | HydraulicConductivity
| HJ |  | Omadused, mis algavad tähega "I"/"J" (veeru "G" järgi) |  | Properties that start with letter "I"/"J" | terms (property names) are based on a given reference | CCI-EE
|  | HJ150 | Lisandite sisaldus |  | Impurities content | fraction of impurities such as dust to the total amount of water; this is measured in weight of impurities per weight of water and is therefore unitless | IFC |  | ImpuritiesContent
|  | HJ170 | Induktsiooni suhe |  | Induction ratio | induction ratio versus distance from the diffuser and its discharge direction; induction ratio (or entrainment ratio) is the ratio of the volumetric flow rate in the jet to the volumetric flow rate at the air terminal | IFC | mm | InductionRatio
|  | HJ190 | Infiltratsioon |  | Infiltration | infiltration flowrate of outside air for the filler object based on the area of the filler object at a pressure level of 50 Pascals; it shall be used, if the length of all joints is unknown | IFC | m3/s | Infiltration
|  | HJ210 | Suvine infiltratsiooni tegur |  | Infiltration diversity summer | diversity factor for summer infiltration | IFC |  | InfiltrationDiversitySummer
|  | HJ220 | Talvine infiltratsiooni tegur |  | Infiltration diversity winter | diversity factor for winter infiltration | IFC |  | InfiltrationDiversityWinter
|  | HJ240 | Algne diferentsiaalrõhk |  | Initial pressure difference | initial pressure difference | ETIM | Pa |  | EF022929
|  | HJ250 | Filtri algtakistus |  | Initial resistance | initial new filter fluid resistance (i.e., pressure drop at the maximum air flowrate across the filter when the filter is new) | ASHRAE Standard 52.1 | Pa | InitialResistance
|  | HJ260 | Esmane seadistus |  | Initial setting | initial setting | ETIM | hPa |  | EF001410
|  | HJ270 | Rõhu mõõtepiirkonna algväärtus |  | Initial value measuring range pressure | initial value measuring range pressure | ETIM | Pa |  | EF006812
|  | HJ290 | Nõutav vooluhulk |  | Input flowrate | maximum hydraulic flowrate requirement | IFC | m3/s | InputFlowrate
|  | HJ300 | Sisendrõhk |  | Input pressure | maximum design pressure for the actuator | IFC | Pa | InputPressure
|  | HJ400 | Automaatselt juhitav klapp |  | Is automatic | indication of whether the valve is automatically operated (=True) or manually operated (=False) | IFC |  | IsAutomatic |  | True;False
|  | HJ410 | Automaatne loputus |  | Is automatic flush | boolean value that determines if the cistern is flushed automatically either after each use or periodically (=True) or whether manual flushing is required (=False) | IFC |  | IsAutomaticFlush |  | True;False
|  | HJ430 | Magevesi |  | Is freshwater | indication of freshwater (true,false or unknown) | IFC |  | IsFreshwater |  | True;False;Unknown
|  | HJ450 | Klapi kasutamine suurtel rõhkudel |  | Is high pressure | indication of whether the flushing valve is suitable for use on a high pressure water main (=True) or not (=False) | IFC |  | IsHighPressure |  | True;False
|  | HJ470 | Tavaasendis avatud |  | Is normally open | if (=True), the valve is normally open; if (=False) is is normally closed | IFC |  | IsNormallyOpen |  | True;False
|  | HJ500 | Isentroopne efektiivsus |  | Isentropic efficiency | ratio of the work required for isentropic compression of the gas to work input to the compressor shaft | IFC |  | IsentropicEfficiency |  | [0;1]
|  | HJ530 | Isotermiline niiskusvõime |  | Isothermal moisture capacity | based on water vapor density | IFC | m3/kg | IsothermalMoistureCapacity
| HL |  | Omadused, mis algavad tähega "L" (veeru "G" järgi) |  | Properties that start with letter "L" | terms (property names) are based on a given reference | CCI-EE
|  | HL200 | Õhulekke väärtus |  | Leakage | air leakage rate | IFC | m3/s | Leakage
|  | HL210 | Lekkeklass |  | Leakage class | nominal leakage rating for the system components | IFC | Pa | LeakageClass
|  | HL220 | Õhutiheduse klass (ümbrisele) |  | Leakage class of casing | air property indicating density class for air handling units as standard | EN 1886:2007 |  |  |  | L1;L2;L3
|  | HL230 | Lekkekõver |  | Leakage curve | leakage versus pressure drop; Leakage = f (pressure) | IFC | Pa | LeakageCurve
|  | HL250 | Lekke vooluhulk suletuna |  | Leakage fully closed | leakage when fully closed | IFC | m3/s | LeakageFullyClosed
|  | HL280 | Kvs väärtuse lekkekadu |  | Leakage loss of Kvs value | leakage loss of Kvs value | ETIM | % | EF024114
|  | HL290 | Lekkekadu, Kvs väärtus 1 |  | Leakage loss of Kvs value 1 | leakage loss of Kvs value 1 | ETIM | % | EF011079
|  | HL300 | Lekkekadu, Kvs väärtus 2 |  | Leakage loss of Kvs value 2 | leakage loss of Kvs value 2 | ETIM | % | EF011081
|  | HL310 | KVS väärtuse lekkekadu möödavoolu jaoks |  | Leakage loss of KVS value for bypass | leakage loss of KVS value for bypass | ETIM | % | EF024129
|  | HL330 | Lekkekindluse klass |  | Leakage performance class | air property that indicates the density class for dampers according to standard | EN 1751:2014 |  |  |  | 0;1;2;3;4
|  | HL650 | Kohttakistuse kõver |  | Loss coefficent curve | loss coefficient – blade position angle curve; ratio of pressure drop to velocity pressure versus blade angle; C = f (blade angle position) | IFC |  | LossCoefficentCurve
|  | HL660 | Kohttakistustegur |  | Loss coefficient | dimensionless loss coefficient used for calculating fluid resistance representing the ratio of total pressure loss to velocity pressure at a referenced cross-section | IFC |  | LossCoefficient
|  | HL680 | Alumine aurutakistustegur |  | Lower vapor resistance factor | the vapor permeability relationship of air/material (typically value > 1), measured in low relative humidity (typically in 0/50 % RH) | IFC |  | LowerVaporResistanceFactor
| HM |  | Omadused, mis algavad tähega "M" (veeru "G" järgi) |  | Properties that start with letter "M" | terms (property names) are based on a given reference | CCI-EE
|  | HM050 | Massivooluhulk |  | Mass flow rate | the mass flow rate of the fluid | IFC | kg/s | MassFlowRate
|  | HM075 | Suurim õhuvoolukiirus |  | Maximum air flow rate | maximum allowable air flow rate | IFC | m3/s | MaximumAirFlowRate | EF002607
|  | HM080 | Suurim õhukiirus |  | Maximum air velocity | air property that indicates maximum velocity of supply air | CCI-EE | m/s
|  | HM085 | Suurim õhuhulk, 100 Pa |  | Maximum air volume at 100 Pa | maximum air volume at 100 Pa | ETIM |  |  | EF014959
|  | HM090 | Suurim õhuhulk, 150 Pa |  | Maximum air volume at 150 Pa | maximum air volume at 150 Pa | ETIM |  |  | EF014960
|  | HM095 | Suurim õhuhulk, 200 Pa |  | Maximum air volume at 200 Pa | maximum air volume at 200 Pa | ETIM |  |  | EF014961
|  | HM100 | Suurim õhuhulk, 250 Pa |  | Maximum air volume at 250 Pa | maximum air volume at 250 Pa | ETIM |  |  | EF014962
|  | HM105 | Suurim õhuhulk, 300 Pa |  | Maximum air volume at 300 Pa | maximum air volume at 300 Pa | ETIM |  |  | EF014963
|  | HM110 | Suurim õhuhulk, 400 Pa |  | Maximum air volume at 400 Pa | maximum air volume at 400 Pa | ETIM |  |  | EF014965
|  | HM115 | Suurim õhuhulk, 50 Pa |  | Maximum air volume at 50 Pa | maximum air volume at 50 Pa | ETIM |  |  | EF014851
|  | HM120 | Suurim õhuhulk, 500 Pa |  | Maximum air volume at 500 Pa | maximum air volume at 500 Pa | ETIM |  |  | EF014966
|  | HM125 | Suurim õhuhulk, 600 Pa |  | Maximum air volume at 600 Pa | maximum air volume at 600 Pa | ETIM |  |  | EF014967
|  | HM130 | Suurim õhu kiirus |  | Maximum airspeed | maximum airspeed | ETIM | m/s |  | EF021367
|  | HM135 | Suurim nurkkiirus |  | Maximum angular velocity | identifies the maximum angular velocity of the kinematic behaviour | IFC | rad/s | MaximumAngularVelocity
|  | HM145 | Puhuri väljundi suurim väljatõmme |  | Maximum blower output extraction function | maximum blower output extraction function | ETIM | m³/h |  | EF004948
|  | HM150 | Puhuri väljundi suurim retsrkulatsioon |  | Maximum blower output recirculation function | maximum blower output recirculation function | ETIM | m³/h |  | EF004949
|  | HM160 | Suurim tootlikkus (võimsus) |  | Maximum capacity | maximum capacity | ETIM | l/min |  | EF021357
|  | HM165 | Suurim kompressori võimsus |  | Maximum compressor power | maximum compressor power | ETIM | l/min |  | EF014264
|  | HM170 | Suurim juhtimisrõhk |  | Maximum control pressure | maximum control pressure | ETIM | bar |  | EF020305
|  | HM180 | Suurim jaotusrõhk |  | Maximum delivery pressure | maximum delivery pressure | ETIM | bar |  | EF020605
|  | HM185 | Suurim õhu/gaaside diferentsiaalrõhk |  | Maximum differential pressure air/gases | maximum differential pressure air/gases | ETIM | bar |  | EF025186
|  | HM190 | Suurim diferentsiaalrõhk 20°C juures |  | Maximum differential pressure at 20 °C | maximum differential pressure at 20 °c | ETIM | bar |  | EF023946
|  | HM195 | Suurim kergõli diferentsiaalrõhk |  | Maximum differential pressure light oil | maximum differential pressure light oil | ETIM | bar |  | EF025185
|  | HM200 | Suurim auru diferentsiaalrõhk |  | Maximum differential pressure steam | maximum differential pressure steam | ETIM | bar |  | EF025187
|  | HM205 | Suurim vee/vedelike diferentsiaalrõhk |  | Maximum differential pressure water/liquids | maximum differential pressure water/liquids | ETIM | bar |  | EF025188
|  | HM210 | Suurim tühjendusvooluhulk |  | Maximum discharge flow | maximum discharge flow | ETIM | l/min |  | EF000991
|  | HM220 | Suurim etanooli sisaldus |  | Maximum ethanol mixture | maximum ethanol mixture | ETIM | % |  | EF015710
|  | HM230 | Suurim suitsutoru rõhk |  | Maximum fire seat resistance | maximum fire seat resistance | ETIM | mbar |  | EF020540
|  | HM235 | Suurim vooluhulk |  | Maximum flow rate | maximum rate of flow which the meter is expected to pass | IFC | m3/s | MaximumFlowRate | EF002226
|  | HM245 | Suurim gaasi eelrõhk |  | Maximum gas pre-pressure | maximum gas pre-pressure | ETIM | mbar |  | EF020090
|  | HM250 | Suurim glükooli sisaldus |  | Maximum glycol mixture | maximum glycol mixture | ETIM | % |  | EF015709
|  | HM270 | Suurim sisendrõhk |  | Maximum inlet pressure | maximum inlet pressure | ETIM | bar |  | EF020100
|  | HM290 | Suurim negatiivne rõhk |  | Maximum negative pressure capacity | maximum negative pressure capacity | ETIM | bar |  | EF022568
|  | HM300 | Suurim õlirõhk |  | Maximum oil pressure | maximum oil pressure | ETIM | mbar |  | EF021378
|  | HM305 | Suurim talitlusrõhk |  | Maximum operating pressure | maximum operating pressure | ETIM | hPa |  | EF020449
|  | HM310 | Suurim töörõhk (torud, MOP, PN) |  | Maximum operating pressure (MOP, PN) | nominal pressure; maximum effective pressure of the fluid in the piping system, expressed in bar, which is allowed in continuous use: MOP(PN) = (20 x MRS) / (C x (SDR-1)) | EN 1555-1:2010;EN12201-1:2011
|  | HM315 | Suurim talitlusrõhk 20 °C juures |  | Maximum operating pressure at 20 °C | maximum operating pressure at 20 °c | ETIM | bar |  | EF023116
|  | HM320 | Suurim töörõhk suurima keskmine temperatuuri juures |  | Maximum operating pressure at maximum medium temperature | maximum operating pressure at maximum medium temperature | ETIM | bar |  | EF014099
|  | HM325 | Suurim talitlusrõhk väljundsüsteemis |  | Maximum operating pressure output system | maximum operating pressure output system | ETIM | bar |  | EF025885
|  | HM330 | Suurim talitlusrõhk sisendsüsteemis |  | Maximum operating pressure source system | maximum operating pressure source system | ETIM | bar |  | EF025882
|  | HM335 | Suurim väljundrõhk |  | Maximum outlet pressure | maximum steam outlet pressure | IFC |  | MaximumOutletPressure
|  | HM340 | Suurim ülerõhk |  | Maximum overpressure | maximum overpressure | ETIM | Pa |  | EF022533
|  | HM350 | Suurim eelrõhk |  | Maximum pre-pressure | maximum pre-pressure | ETIM | bar |  | EF022125
|  | HM355 | Suurim rõhk |  | Maximum pressure | maximum pressure | ETIM | bar |  | EF000634
|  | HM360 | Liugplaadi suurim surve |  | Maximum pressure at sliding plate | maximum pressure at sliding plate | ETIM | bar |  | EF026103
|  | HM365 | Suurim rõhkude vahe |  | Maximum pressure difference | maximum pressure difference | ETIM | Pa |  | EF002323
|  | HM370 | Suurim diferentsiaalrõhk otsaklapi juures |  | Maximum pressure difference as end valve | maximum pressure difference as end valve | ETIM | bar |  | EF020172
|  | HM375 | Suurim diferentsiaalrõhk 20 °C juures |  | Maximum pressure difference at 20 °C | maximum pressure difference at 20 °C | ETIM | bar |  | EF020150
|  | HM380 | Suurim differentsiaalrõhk vahelduvvoolumudelil AC |  | Maximum pressure difference for AC model | maximum pressure difference for AC model | ETIM | bar |  | EF023851
|  | HM385 | Suurim differentsiaalrõhk alalisvoolumudelil DC |  | Maximum pressure difference for DC model | maximum pressure difference for DC model | ETIM | bar |  | EF023852
|  | HM390 | Suurim differentsiaalrõhk baarides |  | Maximum pressure difference in bar | maximum pressure difference in bar | ETIM | bar |  | EF024041
|  | HM395 | Suurim diferentsiaalrõhk avatud asendis |  | Maximum pressure difference in opened position | maximum pressure difference in opened position | ETIM | kPa |  | EF024113
|  | HM400 | Suurim differentsiaalrõhk (Pa) |  | Maximum pressure difference (Pa) | maximum pressure difference (in Pa) | ETIM | Pa |  | EF024040
|  | HM405 | Kuumutusseadme suurim rõhk |  | Maximum pressure heating | maximum pressure heating | ETIM | bar |  | EF021117
|  | HM410 | Suurim rõhukadu |  | Maximum pressure loss | pressure loss expected across the meter under conditions of maximum flow | IFC | Pa | MaximumPressureLoss
|  | HM415 | Kuuma kraanivee suurim rõhk |  | Maximum pressure of hot tap water | maximum pressure of hot tap water | ETIM | bar |  | EF021120
|  | HM420 | Suurim primaarne talitlusrõhk |  | Maximum primary operating pressure | maximum primary operating pressure | ETIM | bar |  | EF022016
|  | HM425 | Suurim surve |  | Maximum pumping pressure | maximum pumping pressure | ETIM | bar |  | EF004980
|  | HM450 | Suurim sekundaarne talitlusrõhk |  | Maximum secondary operating pressure | maximum secondary operating pressure | ETIM | bar |  | EF022017
|  | HM455 | Suurim tahkete osakeste osakaal |  | Maximum solid matter content | maximum solid matter content | ETIM | % |  | EF016252
|  | HM460 | Suurim staatiline rõhk |  | Maximum static pressure | maximum static pressure | ETIM | bar |  | EF020586
|  | HM465 | Suurim lülitav vooluhulk |  | Maximum switching flow rate | maximum switching flow rate | ETIM | m³/h |  | EF022536
|  | HM475 | Suurim kraaniveemaht (300 kPa juures) |  | Maximum tap capacity (at 300 kPa) | maximum tap capacity (at 300 kPa) | ETIM | l/min |  | EF012753
|  | HM480 | Suurim testsurve |  | Maximum test pressure | maximum test pressure | ETIM | bar |  | EF007365
|  | HM485 | Suurim läbivooluhulk rõhul 150 kPa |  | Maximum through flow capacity (150 kPa) | maximum through flow capacity (150 kPa) | ETIM | l/s |  | EF020954
|  | HM490 | Suurim läbivoolu hulk rõhul (300 kPa) |  | Maximum through flow capacity (300 kPa) | maximum through flow capacity (300 kPa) | ETIM | l/s |  | EF022129
|  | HM495 | Suurim läbivooluhulk (min. 10 kPa) |  | Maximum through flow capacity (min. 10 kPa) | maximum through flow capacity (min. 10 kPa) | ETIM | l/h |  | EF009262
|  | HM500 | Suurim läbivooluhulk (min. 15 kPa) |  | Maximum through flow capacity (min. 15 kPa) | maximum through flow capacity (min. 15 kPa) | ETIM | l/h |  | EF009263
|  | HM520 | Suurim vaakum koos tugirõngaga |  | Maximum vacuum with support ring | maximum vacuum with support ring | ETIM | bar |  | EF026402
|  | HM525 | Suurim vaakum ilma tugirõngata |  | Maximum vacuum without support ring | maximum vacuum without support ring | ETIM | bar |  | EF026401
|  | HM530 | Suurim kiirus |  | Maximum velocity | the maximum design velocity of the air in the duct or fitting | IFC | m/s | MaximumVelocity
|  | HM535 | Suurim vooluhulk |  | Maximum volume flow | maximum volume flow | ETIM | m3/h |  | EF002311
|  | HM545 | Suurim veerõhk |  | Maximum water pressure | maximum water pressure | ETIM | bar |  | EF021765
|  | HM550 | Suurim töörõhk |  | Maximum working pressure | maximum working pressure | IFC | Pa | MaximumWorkingPressure
|  | HM560 | Keskmine voolukiirus |  | Mean flow velocity | mean flow velocity | ETIM | m/s |  | EF016399
|  | HM570 | Mõõdetud vooluhulk |  | Measured flow rate | the rate of flow of a fluid measured across the valve | IFC | kg/s | MeasuredFlowRate
|  | HM575 | Mõõdetud rõhulang |  | Measured pressure drop | the actual pressure drop in the fluid measured across the valve | IFC | Pa | MeasuredPressureDrop
|  | HM585 | Mõõtepiirkonna alumine väärtus baarides |  | Measuring range lower value (in bar) | measuring range lower value in bar | ETIM | bar |  | EF024036
|  | HM590 | Mõõtepiirkonna alumine väärtus (Pa) |  | Measuring range lower value (in Pa) | measuring range lower value in Pa | ETIM | Pa |  | EF024034
|  | HM595 | Voomassi mõõtepiirkond |  | Measuring range mass flux | measuring range mass flux | ETIM | kg/s |  | EF009828
|  | HM600 | Mõõtepiirkonna ülemine väärtus (bar) |  | Measuring range upper value (in bar) | measuring range upper value in bar | ETIM | bar |  | EF024037
|  | HM605 | Mõõtepiirkonna ülemine väärtus (Pa) |  | Measuring range upper value (in Pa) | measuring range upper value in Pa | ETIM | Pa |  | EF024035
|  | HM610 | Vooluhulga mõõtepiirkond |  | Measuring range volume flux | measuring range volume flux | ETIM | m³/s |  | EF009826
|  | HM620 | Mehaaniline efektiivsus |  | Mechanical efficiency | the pumps operational mechanical efficiency | IFC |  | MechanicalEfficiency |  | [0;1]
|  | HM625 | Loomuliku ventilatsiooni määr |  | Mechanical ventilation rate | indication of the requirement of a particular mechanical air ventilation rate, given in air changes per hour | IFC |  | MechanicalVentilationRate
|  | HM650 | Vähim õhu filtreerimine |  | Minimum air filtration | air property indicating largest particle size in filtered air | CCI-EE
|  | HM655 | Vähim õhuvool |  | Minimum air volume | minimum air volume | ETIM | l/s |  | EF025017
|  | HM660 | Vähim õhuvool (pindala) |  | Minimum air flow (area) | air properties that indicate the minimum flow in liters per second and square meters | CCI-EE | l/s.m2
|  | HM665 | Vähim õhuvool (ala / inimese kohta) |  | Minimum air flow (per area/person) | air properties that indicate the minimum flow in liters per second and square meters and person | CCI-EE | l/s.m2.person
|  | HM670 | Vähim õhuvool (inimene) |  | Minimum air flow (person) | air properties that indicate the minimum flow in liters per second and person | CCI-EE
|  | HM680 | Vähim lõhkemisrõhk |  | Minimum bursting pressure | minimum bursting pressure | ETIM | bar |  | EF023507
|  | HM690 | Vähim juhtimisrõhk |  | Minimum control pressure | minimum control pressure | ETIM | kPa |  | EF020306
|  | HM720 | Vähim (segistivee) vooluhulk |  | Minimum flow (mixed water) | minimum flow (mixed water) | ETIM | l/min |  | EF025097
|  | HM730 | Vähim gaasi eelrõhk |  | Minimum gas pre-pressure | minimum gas pre-pressure | ETIM | mbar |  | EF020541
|  | HM760 | Vähim segistivee kasutus hargnemispunktis |  | Minimum mixing water use of draw-off point | minimum mixing water use of draw-off point | ETIM | l/min |  | EF021038
|  | HM770 | Vähim õlirõhk |  | Minimum oil pressure | minimum oil pressure | ETIM | mbar |  | EF021377
|  | HM775 | Vähim talitlusrõhk |  | Minimum operating pressure | minimum operating pressure | ETIM | bar |  | EF020088
|  | HM785 | Vähim eelrõhk |  | Minimum pre-pressure | minimum pre-pressure | ETIM | bar |  | EF022120
|  | HM790 | Vähim rõhk |  | Minimum pressure | minimum pressure | ETIM | bar |  | EF023061
|  | HM795 | Vähim differentsiaalrõhk |  | Minimum pressure difference | minimum pressure difference | ETIM | kPa |  | EF020189
|  | HM800 | Vähim rõhuerinevus sekundaarne vool/tagasivool |  | Minimum pressure difference secondary flow/return | minimum pressure difference secondary flow/return | ETIM | kPa |  | EF015356
|  | HM805 | Vähim surve tagasi loputamiseks |  | Minimum pressure for back flush | minimum pressure for back flush | ETIM | bar |  | EF015890
|  | HM835 | Vähim lülitav vooluhulk |  | Minimum switching flow rate | minimum switching flow rate | ETIM | m³/h |  | EF022535
|  | HM855 | Vähim vooluhulk |  | Minimum volume flow | minimum volume flow | ETIM | l/min |  | EF022431
|  | HM875 | Vähim veerõhk |  | Minimum water pressure | minimum water pressure | ETIM | bar |  | EF021764
|  | HM880 | Toitevee vähim rõhk |  | Minimum water supply pressure | minimum water supply pressure | ETIM | bar |  | EF024999
| HN |  | Omadused, mis algavad tähega "N" (veeru "G" järgi) |  | Properties that start with letter "N" | terms (property names) are based on a given reference | CCI-EE
|  | HN060 | Nimetus vastavalt ASHARE-le |  | Name according to ASHRAE | name according to ASHRAE, refrigerant Designations | ETIM |  |  | EF020891 | R22;R23;R32;R134a;R290;R401a;R402a;R404a;R407c;R410a;R413a;R417a;R22d;R507;R600a;R717 (NH3);R744 (CO2);Other
|  | HN100 | Loomulik ventilatsioon |  | Natural ventilation | indication whether the space is required to have natural ventilation (=True) or mechanical ventilation (=False) | IFC |  | NaturalVentilation |  | True;False
|  | HN120 | Loomulik õhuvahetus |  | Natural ventilation rate | indication of the requirement of a particular natural air ventilation rate, given in air changes per hour | IFC |  | NaturalVentilationRate
|  | HN200 | Õhuvoolukiirus kaelas |  | Neck air velocity | air velocity at the neck | IFC | m/s | NeckAirVelocity
|  | HN220 | Kavitatsioonivaru |  | Net positive suction head | minimum liquid pressure at the pump inlet to prevent cavitation | IFC | Pa | NetPositiveSuctionHead
|  | HN400 | Nominaalne õhuvooluhulk |  | Nominal air flow rate | nominal airflow rate | IFC | m³/s | NominalAirflowRate
|  |  | Vooluhulga nimisuurus |  | Nominal approach flow rate | nominal approach flow rate | ETIM | m/s |  | EF022928
|  | HN420 | Nominaalne kiirus filtri elemendil |  | Nominal filter face velocity | filter face velocity | IFC | m/s | NominalFilterFaceVelocity
|  | HN430 | Nimivooluhulk |  | Nominal flow | nominal flow | ETIM | m³/h |  | EF025516
|  | HN435 | Nimivooluhulk (qp) |  | Nominal flow rate (qp) | nominal flow rate (qp) | EN 1434-4:2015 | m³/h |  | EF016345
|  | HN440 | Nimivooluhulk (filter) |  | Nominal flow rate (filter) | nominal fluid flow rate through the filter | IFC | m³/s | NominalFlowrate | EF023189
|  | HN445 | Nimivooluhulk (vee töötlus) |  | Nominal flow rate (water treatment) | nominal flow rate (water treatment) | ETIM | m³/h |  | EF002233
|  | HN460 | Nominaalne sisselaskeõhu rõhk |  | Nominal inlet air pressure | nominal airflow inlet static pressure | IFC | Pa | NominalInletAirPressure
|  | HN480 | Nominaalne kiirus filtri pinnal |  | Nominal media surface velocity | average fluid velocity at the media surface | IFC | m/s | NominalMediaSurfaceVelocity
|  | HN500 | Osakeste nominaalne geomeetriline standardhälve |  | Nominal particle geometric standard deviation | particle geometric standard deviation associated with nominal efficiency | IFC |  | NominalParticleGeometricStandardDeviation
|  | HN515 | Nominaalne surve |  | Nominal pressure | numerical designation used for reference | ETIM | bar |  | EF007987
|  | HN520 | Nominaalne rõhulangus |  | Nominal pressure drop | total pressure drop across the filter | IFC | Pa | NominalPressureDrop
|  | HN525 | Rõhu nimitunnusväärtus (ASME B16.5) |  | Nominal pressure rating (ASME B16.5) | nominal pressure rating according to ASME B16.5 (class ...) | ASME B16.5 |  |  | EF009815
|  | HN530 | Rõhu nimitunnusväärtus (ASME B16.5, H-side) |  | Nominal pressure rating (ASME B16.5 at H-side) | nominal pressure rating according to ASME B16.5 at H-side (class ...) | ASME B16.5 |  |  | EF009817
|  | HN535 | Rõhu nimitunnusväärtus (ASME B16.5, L-side) |  | Nominal pressure rating (ASME B16.5 at L-side) | nominal pressure rating according to ASME B16.5 at L-side (class ...) | ASME B16.5 |  |  | EF009819
|  | HN540 | Rõhu nimitunnusväärtus (EN 1333, H-side) |  | Nominal pressure rating (EN 1333, at H-side) | nominal pressure rating according to EN 1333 at H-side (PN ...) | EN 1333:2006 |  |  | EF009816
|  | HN545 | Rõhu nimitunnusväärtus (EN 1333, L-side) |  | Nominal pressure rating (EN 1333, at L-side) | nominal pressure rating according to EN 1333 at L-side (PN ...) | EN 1333:2006 |  |  | EF009818
|  | HN550 | Nimirõhk (EN 1333, soojusarvesti) |  | Nominal pressure rating (EN 1333, heat meter) | nominal pressure rating (EN 1333, heat meter) | EN 1333:2006 |  |  | EF016101 | PN 6;PN 10;PN 16;PN 25;PN 32;PN 40;Other
|  | HN555 | Rõhu nimitunnusväärtus (EN 1333, sensor) |  | Nominal pressure rating (EN 1333, sensor) | nominal pressure rating according to EN 1333 (sensor) | EN 1333:2006 |  |  | EF009814
|  | HN575 | Nominaalne pöörlemiskiirus |  | Nominal rotation speed | nominal fan wheel speed | IFC | cycles/s | NominalRotationSpeed
|  | HN595 | Nimikiirus |  | Nominal speed | nominal speed | ETIM | m/s |  | EF012007
|  | HN600 | Nominaalne staatiline rõhk |  | Nominal static pressure | the static pressure within the air stream that the fan must overcome to insure designed circulation of air | IFC | Pa | NominalStaticPressure
|  | HN610 | Nominaalne kogurõhk |  | Nominal total pressure | nominal total pressure rise across the fan | IFC | Pa | NominalTotalPressure
|  | HN620 | Nominaalne voolu maht |  | Nominal volume flow rate | nominal volume flow rate | ETIM | l/min |  | EF007389
|  | HN625 | Nimivooluhulk väljundsüsteemis |  | Nominal volume flow rate output system | nominal volume flow rate output system | ETIM | l/s |  | EF025884
|  | HN630 | Nimivooluhulk sisendsüsteemis |  | Nominal volume flow rate source system | nominal volume flow rate source system | ETIM | l/s |  | EF025883
|  | HN640 | Nominaalne veevoolu jahutamine |  | Nominal water flow cooling | nominal water flow (refers to nominal cooling capacity) | IFC | m³/s | NominalWaterflowCooling
|  | HN645 | Nominaalne veevoolu soojendamine |  | Nominal water flow heating | nominal water flow (refers to nominal heating capacity) | IFC | m³/s | NominalWaterflowHeating
|  | HN650 | Nominaalne kaalutud efektiivsus |  | Nominal weighted efficiency | nominal filter efficiency based the particle weight concentration before and after the filter against particles with a certain size distribution | IFC |  | NominalWeightedEfficiency
| HP |  | Omadused, mis algavad tähega "P" (veeru "G" järgi) |  | Properties that start with letter "P" | terms (property names) are based on a given reference | CCI-EE
|  | HP100 | Õlitarve |  | Oil consumption | oil consumption | ETIM | l/h |  | EF021965
|  | HP130 | Õlirõhk |  | Oil pressure | oil pressure | ETIM | mbar |  | EF015358
|  | HP140 | Õlikindel |  | Oil resistant | oil resistance (=True) or not (=False) | ETIM |  |  | EF000022 | True;False
|  | HP145 | Õlikindel kaabel (EN 60811-404) |  | Oil resistant (EN 60811-404) | oil resistant (EN 60811-404) | EN 60811-404:2012 |  |  | EF009770 | True;False
|  | HP275 | Kogu rõhulang |  | Open pressure drop | total pressure drop across damper | IFC | Pa | OpenPressureDrop
|  | HP285 | Tagasilöögiklapi avanemise rõhk |  | Opening pressure non return valve | opening pressure non return valve | ETIM | mbar |  | EF015656
|  | HP290 | Avanev kaitseklapp |  | Opening pressure safety valve | opening pressure safety valve | ETIM | bar |  | EF015898
|  | HP295 | Koonilise ventiili avanemisrõhk |  | Opening pressure valve cone | opening pressure valve cone | ETIM | mbar |  | EF015424
|  | HP320 | Töörežiim |  | Operating mode | identifies the operating mode of the boiler | IFC |  | OperatingMode |  | Fixed;Two step;Modulating;Other;Not known;Unset
|  | HP330 | Talitlusrõhk |  | Operating pressure | Operating pressure | ETIM | bar |  | EF002243
|  | HP335 | Talitlusrõhk (vahemik) |  | Operating pressure (range) | operating pressure | ETIM | bar |  | EF025498
|  | HP340 | Talitlusrõhk (water sided) |  | Operating pressure (water sided) | operating pressure (water sided) | ETIM | bar |  | EF002173
|  | HP360 | Talitluspõhimõte |  | Operation | principle of operation | IFC |  | Operation |  | Automatic;Manual;Other;Not known;Unset
|  | HP365 | Suurim töörõhk |  | Operation pressure max | maximum pressure under normal operating conditions | IFC | Pa | OperationPressureMax | EF001964
|  | HP400 | Väline õhuhulk |  | Outside air flowrate | flow rate of outside air entering the unit | IFC | m3/s | OutsideAirflowrate
|  | HP410 | Väline õhuhulk inimese kohta |  | Outside air per person | design quantity of outside air to be provided per person in the space | IFC | m3/s | OutsideAirPerPerson
|  | HP440 | Ülevoolurõhk |  | Overflow pressure | overflow pressure | ETIM | bar |  | EF020319
|  | HP500 | Avatuse määr |  | Percentage open | the ratio between the amount that the valve is open to the full open position of the valve | IFC |  | PercentageOpen
|  | HP520 | Läbilaskvus |  | Permeability | ratio of the permeability of the ceiling; the ration can be used to indicate an open ceiling (that enables identification of whether ceiling construction should be considered as impeding distribution of sprinkler water, light etc. from installations within the ceiling area) | IFC |  | Permeability |  | [0;1]
|  | HP525 | Läbilaskvuse tüüp |  | Permeability behaviour | proportionality constant in Darcy's law which relates flow rate and viscosity to a pressure gradient applied to the porous media | IFC |  | PermeabilityBehaviour
|  | HP550 | pH-tase |  | PH level | maximum water PH in a range from 0-14 | IFC |  | PHLevel
|  | HP575 | Piezomeetriline rõhk |  | Piezometric pressure | pressure of water content | IFC | Pa | PiezometricPressure
|  | HP625 | Eelrõhk |  | Pre-pressure | pre-pressure | ETIM | bar |  | EF016260
|  | HP630 | Eelrõhk (vahemik) |  | Pre-pressure (range) | pre-pressure (range) | ETIM | bar |  | EF020016
|  | HP670 | Rõhk |  | Pressure | the pressure of the fluid | IFC | Pa | Pressure | EF025569
|  | HP675 | Rõhk (vahemik) |  | Pressure (range) | pressure (range) | ETIM | bar |  | EF007105
|  | HP680 | Rõhk 2 |  | Pressure 2 | pressure 2 | ETIM | Pa |  | EF021892
|  | HP685 | Rõhk 3 |  | Pressure 3 | pressure 3 | ETIM | Pa |  | EF021893
|  | HP700 | Surveklass |  | Pressure class | nominal pressure rating of the system components (Data type = PressureMeasure) | IFC | Pa | PressureClass
|  | HP705 | Surveklass (tihendid) |  | Pressure class (seals) | pressure class (seals) | ETIM | lb |  | EF022941
|  | HP710 | Rõhukõver |  | Pressure curve | pressure rise = f (flow rate) | IFC | Pa | PressureCurve
|  | HP720 | Rõhu erinevus |  | Pressure difference | air property indicating difference in pressure between two points | EN 13141-1:2019
|  | HP725 | Kasti diferentsiaalrõhk |  | Pressure difference over volume box | pressure difference over volume box | ETIM | Pa |  | EF023527
|  | HP730 | Rõhulang |  | Pressure drop | property indicating pressure drop in pipeline | IFC | Pa | PressureDrop | EF015303
|  | HP735 | Rõhulanguse kõver |  | Pressure drop curve | under certain dust holding weight, DelPressure = f (FluidFlowRate) | IFC | Pa | PressureDropCurve
|  | HP740 | Rõhulangus (lähtepunkt) |  | Pressure drop, end | air property that indicates pressure drop when flowing at the end of system | CCI-EE
|  | HP745 | Rõhulangus (lõpppunkt) |  | Pressure drop, start | air characteristic that indicates pressure reduction during flow at the beginning of the system | CCI-EE
|  | HP750 | Rõhulangus (summaarne) |  | Pressure drop, total | air property that indicates total pressure reduction when flowing through systems | CCI-EE
|  | HP775 | Rõhukadu |  | Pressure loss | pressure loss | ETIM | Pa |  | EF009827
|  | HP780 | Rõhukadu tootlikkusel 125 m3/h |  | Pressure loss at 125 m3/h | pressure loss at 125 m3/h | ETIM | Pa |  | EF020610
|  | HP785 | Rõhukadu nominaalse õhuvoo korral |  | Pressure loss at nominal air volume | pressure loss at nominal air volume | ETIM | Pa |  | EF025048
|  | HP790 | Rõhukao koefitsient |  | Pressure loss coefficient | pressure loss coefficient | IFC | % | PressureLossCoefficient
|  | HP795 | Külmutusagensi rõhukadu |  | Pressure loss refrigerant | pressure loss refrigerant | ETIM | kPa |  | EF025819
|  | HP820 | Rõhuvahemik |  | Pressure range | allowable maximum and minimum working pressure (relative to ambient pressure) | IFC | Pa | PressureRange
|  | HP825 | Rõhutaluvus |  | Pressure rating | maximum pressure that the hydrant is manufactured to withstand | IFC | Pa | PressureRating
|  | HP830 | Rõhuregulaatori seadistus |  | Pressure regulator setting | pressure that is automatically maintained in the tank | IFC | Pa | PressureRegulatorSetting
|  | HP835 | Rõhukasv |  | Pressure rise | the developed pressure | IFC | Pa | PressureRise
|  | HP845 | Survelülitus, diferentsiaal |  | Pressure-switching differential | pressure-switching differential | ETIM | bar |  | EF008261
|  | HP855 | Valitsev tuule kiirus |  | Prevailing wind velocity | the design wind velocity coming from the direction specified by the PrevailingWindDirection attribute | IFC | m/s | PrevailingWindVelocity
|  | HP865 | Peamine õhuvooluhulga vahemik |  | Primary airflow rate range | possible range of primary airflow that can be delivered | IFC | m3/s | PrimaryAirflowRateRange
|  | HP870 | Primaarrõhu diferents |  | Primary pressure difference | primary pressure difference | ETIM | kPa |  | EF009380
|  | HP875 | Primaarne vooluhulk |  | Primary volume flow | primary volume flow | ETIM |  |  | EF002183
|  | HP890 | Propelleri otsa kiirus |  | Propeller tip speed | propeller tip speed | ETIM | m/s |  | EF016250
|  | HP910 | Veekindlus (hülss) |  | Protection against ingress of water (conduit) | protection against ingress of water (conduit) | EN 61386-1:2008 |  |  |  | 0;1;2;3;4;5;6;7
| HR |  | Omadused, mis algavad tähega "R" (veeru "G" järgi) |  | Properties that start with letter "R" | terms (property names) are based on a given reference | CCI-EE
|  | HR100 | Vihmakindlus |  | Rain resistance | ability of the test specimen to resist water penetration under the conditions of the test | EN 12865:2001
|  | HR130 | Pöörlemiskiirus tunnussagedusel |  | Rated rotational speed at rated frequency | rated rotational speed at rated frequency | ETIM | 1/min |  | EF003974
|  | HR260 | Vähendatud rõhk |  | Reduced pressure | reduced pressure | ETIM | bar |  | EF024003
|  | HR280 | Külmutusagensi voolukiirus |  | Refrigerant flow rate | refrigerant flow rate | ETIM | kg/h |  | EF025820
|  | HR300 | Vabastuspinge |  | Relief pressure | the pressure at which the spring or weight in the valve is set to discharge fluid | IFC | Pa | ReliefPressure
|  | HR325 | Surveklapi säte |  | Relief valve setting | pressure at which the relief valve activates | IFC | Pa | ReliefValveSetting
|  | HR350 | Jääkvoolu rõhk |  | Residual flowing pressure | the residual flowing pressure in the pipeline at which the discharge flow rate is determined | IFC | Pa | ResidualflowingPressure
|  | HR375 | Tagastatava õhu osakaal |  | Return air fraction range | allowable return air fraction range as a fraction of discharge airflow | IFC |  | ReturnAirFractionRange
|  | HR570 | Pöörlemiskiirus |  | Rotation speed | pump rotational speed | IFC | cycles/s | RotationSpeed | EF0016142
| HS |  | Omadused, mis algavad tähega "S" (veeru "G" järgi) |  | Properties that start with letter "S" | terms (property names) are based on a given reference | CCI-EE
|  | HS100 | Küllastuse efektiivsus |  | Saturation efficiency | saturation efficiency: ratio of leaving air absolute humidity to the maximum absolute humidity | IFC |  | SaturationEfficiency |  | [0;1]
|  | HS125 | Küllastuse efektiivsuse kõver |  | Saturation efficiency curve | saturation efficiency as a function of the air flow rate | IFC |  | SaturationEfficiencyCurve
|  |  | Keskmise vooluhulga töövahemik |  | Scope of application, flow speed medium | scope of application, flow speed medium | ETIM | m/s |  | EF014230
|  | HS300 | Sekundaarne õhuvoolu vahemik |  | Secondary airflow rate range | possible range of secondary airflow that can be delivered | IFC | Pa | SecondaryAirflowRateRange
|  | HS310 | Sekundaarne vooluhulk |  | Secondary volume flow | secondary volume flow | ETIM |  |  | EF002184
|  | HS325 | Eralduse tüüp |  | Separation type | air particulate filter media separation type | IFC |  | SeparationType |  | Bag;Pleat;Tread separation;Other;Not known;Unset
|  | HS350 | Seadepunkti kontsentratsioon |  | Set point concentration | the ion concentration value to be sensed; use IfcPropertyBoundedValue.SetPointValue to set the set point value | IFC |  | SetPointConcentration
|  | HS355 | Seadepunkti vooluhulk |  | Set point flow | the volumetric flow value to be sensed; use IfcPropertyBoundedValue.SetPointValue to set the set point value | IFC | m3/s | SetPointflow
|  | HS360 | Seadepunkti niiskus (humidity) |  | Set point humidity | the humidity value to be sensed; use IfcPropertyBoundedValue.SetPointValue to set the set point value | IFC |  | SetPointHumidity
|  | HS365 | Seadepunkti niiskus (moisture) |  | Set point moisture | the moisture value to be sensed; use IfcPropertyBoundedValue.SetPointValue to set the set point value | IFC |  | SetPointMoisture
|  | HS370 | Seadepunkti rõhk |  | Set point pressure | the pressure value to be sensed; use IfcPropertyBoundedValue.SetPointValue to set the set point value | IFC | Pa | SetPointPressure | EF002299
|  | HS375 | Seadepunkti tuule kiirus |  | Set point speed | the wind speed value to be sensed; use IfcPropertyBoundedValue.SetPointValue to set the set point value | IFC | m/s | SetPointSpeed
|  | HS380 | Seadistusrõhk |  | Set pressure | set pressure | ETIM | bar |  | EF022621
|  | HS450 | Tuulekiirusest sõltuv seiskamine |  | Shutdown wind speed | shutdown wind speed | ETIM | m/s |  | EF009505
|  | HS520 | Pesa vastavalt DIN 3383-1 |  | Socket according to DIN 3383-1 | socket according to DIN 3383-1 | DIN 3383-1 |  |  | EFDE0008 | True;False
|  | HS600 | Pritsmekindel |  | Splash proof | splash proof | ETIM |  |  | EF001150 | True;False
|  | HS700 | Liigutamise maht |  | Stroke volume | stroke volume | ETIM | m³/h |  | EF023449
|  | HS800 | Imemismaht (-võimsus) |  | Suction capacity | suction capacity | ETIM | m³/min |  | EF025968
|  | HS810 | Imemisvõimsus |  | Suction power | suction power | ETIM | l/min |  | EF007570
|  | HS830 | Sobib reovee jaoks (DIN 1986-100) |  | Suitable for waste water containing faeces (DIN 1986-100) | suitable for waste water containing faeces (DIN 1986-100) | DIN 1986-100 |  |  | EFDE0018 | True;False
|  | HS850 | Sissepuhke filtri klass (EN ISO 16890-1) |  | Supply filter class | supply filter class | EN ISO 16890-1:2016 |  |  | EF013391 | ISO Coarse;ISO ePM10;ISO ePM2.5;ISO ePM1;Other
|  | HS890 | Väljalülitusrõhk |  | Switch off pressure | switch off pressure | ETIM | bar |  | EF007008
| HT |  | Omadused, mis algavad tähega "T" (veeru "G" järgi) |  | Properties that start with letter "T" | terms (property names) are based on a given reference | CCI-EE
|  | HT100 | Kraani pidevvooluhulk temperatuuril 60 °C |  | Tap capacity at 60 °C, continuous | tap capacity at 60 °C, continuous | ETIM | l/min |  | EF020351
|  | HT110 | Kraani rakendumislävi |  | Tap threshold | tap threshold | ETIM | l/min |  | EF020034
|  | HT200 | Tehniline vooluvahemik |  | Technical flow range | technical flow range | EN 1434-4:2015 | m³/h |  | EF016343
|  | HT225 | Katserõhk |  | Test pressure | the maximum pressure to which the valve has been subjected under test | IFC | Pa | TestPressure
|  | HT570 | Summaarne õhuhulk |  | Total airflow | the total design supply air flowrate required for the system for either heating or cooling conditions, whichever is greater | IFC | m3/s | TotalAirflow
|  | HT590 | Summaarsed UA kõverad |  | Total UA curves | total UA curves, UA - air and water velocities, UA = [(C1 * AirflowRate^0.8)^-1 + (C2 * WaterflowRate^0.8)^-1]^-1 | IFC | m3/s | TotalUACurves
| HU |  | Omadused, mis algavad tähega "U" (veeru "G" järgi) |  | Properties that start with letter "U" | terms (property names) are based on a given reference | CCI-EE
|  | HU100 | UA kõver |  | UA curve | UA value as a function of certain values | IFC |  | UACurve
|  | HU125 | UA kõverad |  | UA curves | UV = f (VExterior, VInterior); UV as a function of interior and exterior fluid flow velocity at the entrance | IFC |  | UAcurves
|  | HU600 | Ülemine aurutakistustegur |  | Upper vapor resistance factor | the vapor permeability relationship of air/material (typically value > 1), measured in high relative humidity (typically in 95/50 % RH) | IFC |  | UpperVaporResistanceFactor
|  | HU625 | Ülesvoolu rõhk |  | Upstream pressure | the operating pressure of the fluid upstream of the pressure reducing valve | IFC | Pa | UpstreamPressure
| HV |  | Omadused, mis algavad tähega "V" (veeru "G" järgi) |  | Properties that start with letter "V" | terms (property names) are based on a given reference | CCI-EE
|  | HV050 | Vaakum |  | Vacuum | vacuum | ETIM | mbar |  | EF008172
|  | HV060 | Vaakumikindlus temperatuuril 20°C |  | Vacuum-resistance at 20 °C | vacuum-resistance at 20 °C | ETIM | % |  | EF021788
|  | HV100 | Ventiili mehhanism |  | Valve mechanism | the mechanism by which the valve function is achieved | IFC |  | ValveMechanism |  | Ball;Butterfly;Configured gate;Gland;Globe;Lubricated plug;Needle;Parallel slide;Plug;Wedge gate;Other;Not known;Unset
|  | HV125 | Ventiili töörežiim |  | Valve operation | the method of valve operation | IFC |  | ValveOperation |  | Drop weight;Float;Hydraulic;Lever;Lock shield;Motorized;Pneumatic;Solenoid;Spring;Thermostatic;Wheel;Other;Not known;Unset
|  | HV150 | Läbivoolu tüüp |  | Valve pattern | the configuration of the ports of a valve according to either the linear route taken by a fluid flowing through the valve or by the number of ports | IFC |  | ValvePattern |  | Single port;Angled 2port;Straight 2 port;Straight 3 port;Crossover 4 port;Other;Not known;Unset
|  | HV175 | Auru rõhk 25°C juures |  | Vapour pressure at 25 °C | vapour pressure at 25 °c | ETIM | bar |  | EF020896
|  | HV300 | Voolukiirus |  | Velocity | the velocity of the fluid | IFC | m/s | Velocity
|  | HV325 | Ventileeritud |  | Ventilated | air property that indicates whether a space is ventilated | EN 15665:2009 |  |  |  | True;False
|  | HV350 | Ventileeritav õhuvarustuse abil |  | Ventilated by air supply | air property that indicates whether a space is ventilated with supply air | EN 15665:2009 |  |  |  | True;False
|  | HV375 | Ventileeritav väljatõmbe abil |  | Ventilated by exhaust air | air property that indicates whether a room is ventilated with exhaust air | EN 15665:2009 |  |  |  | True;False
|  | HV400 | Välisõhu vajadus |  | Ventilation | required outside air ventilation | IFC | m3/s | Ventilation
|  | HV425 | Ventilatsiooni õhuvooluhulk |  | Ventilation air flow rate | ventilation air flow rate in the space | IFC | m3/s | VentilationAirflowRate
|  | HV450 | Ventilatsioon (siseõhk) |  | Ventilation indoor air | ventilation loads from indoor air | IFC | W | VentilationIndoorAir
|  | HV475 | Ventilatsioon (välisõhk) |  | Ventilation outdoor air | ventilation loads from outdoor air | IFC | W | VentilationOutdoorAir
|  | HV510 | Viskoossus |  | Viscosity | viscosity | ETIM | Pa-s |  | EF020564
|  | HV530 | Aine viskoossus |  | Viscosity of the medium | viscosity of the medium | ETIM | Pa-s |  | EF009830
|  | HV550 | Viskoossustemperatuuri derivaat |  | Viscosity temperature derivative | viscosity temperature derivative | IFC |  | ViscosityTemperatureDerivative
|  | HV610 | Vooluhulk (BEP) |  | Volume flow rate (BEP) | volume flow rate (BEP) | ETIM | m³/h |  | EF014904
|  | HV615 | Mahuline puhumine, vabapuhumine |  | Volume flow, freeblowing | volume flow, freeblowing | ETIM | m³/h |  | EF007173
|  | HV650 | Mahuline efektiivsus |  | Volumetric efficiency | ratio of the actual volume of gas entering the compressor to the theoretical displacement of the compressor | IFC |  | VolumetricEfficiency |  | [0;1]
|  | HV675 | Mahuline voolukiirus |  | Volumetric flow rate | the volumetric flow rate of the fluid | IFC | m3/s | VolumetricFlowRate | EF001605
| HW |  | Omadused, mis algavad tähega "W" (veeru "G" järgi) |  | Properties that start with letter "W" | terms (property names) are based on a given reference | CCI-EE
|  | HW105 | Veeimavus |  | Water absorption (aggregate) | mass of absorbed water, expressed as a percentage of the oven-dried mass of the aggregate sample | EN 1097-6:2022 | % |  | EF026348
|  | HW110 | Vee imendumine (komponent) |  | Water absorption (building component) | property indicating weight percentage of absorbed water | EN 12865:2001 | %
|  | HW115 | Veeimavus (savitooted) |  | Water absorption (clay, masonry units) | water absorption (clay, masonry units) | EN 772-21:2011 | % |  | EF014683
|  | HW120 | Vee imavus (keraamilised sillutuskivid) |  | Water absorption (clay pavers) | water absorption (clay pavers) | EN 1344:2013 | % m/m |  | EF010536 | 0-4;4-12;4-16;0-8;0-20;Other
|  | HW125 | Veekindlus |  | Water absorption (concrete) | increase in mass of test specimen after immersion in water expressed as a percentage | EN 14223:2017;EN 14694:2017
|  | HW150 | Veelaske süsteemi tüüp |  | Water delivery system type | type of water delivery system | IFC |  | WaterDeliverySystemType
|  | HW155 | Veelaske siibri tüüp |  | Water delivery valve type | type of water delivery valve | IFC |  | WaterDeliveryValveType
|  | HW160 | Lahjendamine veega |  | Water dilution | water dilution | ETIM | % |  | EF011073
|  | HW210 | Veefiltri tüüp |  | Water filter type | further qualifies the type of water filter | IFC |  | WaterFilterType |  | Filtration diatomaceous earth;Filtration sand;Purification deionizing;Purification reverse osmosis;Softening zeolite;Other;Not known;Unset
|  | HW215 | Veevoolu juhtimissüsteemi tüüp |  | Water flow control system type | factory fitted waterflow control system | IFC |  | WaterflowControlSystemType |  | None;On/off valve;2-way valve;3-way valve;Other;Not known;Unset
|  | HW220 | Vee vooluhulk |  | Water flow rate | water flow rate | ETIM | m³/h |  | EF024998
|  | HW225 | Veekindlus |  | Water fouling resistance | fouling resistance on water/air side | IFC | m2 K/W | WaterFoulingResistance
|  | HW250 | Vee karedus |  | Water hardness | water hardness as positive, multivalent ion concentration in the water (usually concentrations of calcium and magnesium ions in terms of calcium carbonate) | IFC | mg/L | Hardness
|  | HW275 | Vee mitteläbilaskvus |  | Water impermeability | description of the water impermeability denoting the water repelling properties | IFC |  | WaterImpermeability
|  | HW310 | Jahutatud vee tootlus |  | Water output cooled | water output cooled | ETIM | l/h |  | EF014327
|  | HW315 | Sooja vee tootlus |  | Water output hot | water output hot | ETIM | l/h |  | EF014330
|  | HW320 | Jahutamata vee tootlus |  | Water output not cooled | water output not cooled | ETIM | l/h |  | EF014329
|  | HW340 | Vastupidavus veele |  | Water penetration resistance | to verify that no water leaks through the window in to the building | EN 12865:2001;BIM Forum
|  | HW360 | Vee rõhk (surve) |  | Water pressure | water pressure | ETIM | bar |  | EF011570
|  | HW365 | Rõhu languse kõver vedelikus |  | Water pressure drop curve | water pressure drop curve, pressure drop – flow rate curve, WaterPressureDrop = f(WaterflowRate) | IFC | Pa | WaterPressureDropCurve
|  | HW370 | Rõhu languse kõverad vedelikus |  | Water pressure drop curves | water pressure drop as function of water flow rate | IFC | Pa | WaterPressureDropCurves
|  | HW375 | Rõhu vahemik vedelikus |  | Water pressure range | allowable water circuit working pressure range | IFC | Pa | WaterPressureRange
|  | HW380 | Kaitse vee eest |  | Water protected | water protected | ETIM |  |  | EF000380 | True;False
|  | HW385 | Veekaitsesüsteem |  | Water protection system | water protection system | ETIM |  |  | EF002050 | True;False
|  | HW395 | Vee kogus |  | Water quantity | water quantity | ETIM | l/h |  | EF014350
|  | HW405 | Veevajadus |  | Water requirement | make-up water requirements | IFC | m3/s | WaterRequirement
|  | HW425 | Veepidavuse klass |  | Water tightness class | property that indicates the water tightness of an object in a wind-driven rain situation | EN 1027:2016;EN 12208:2003 |  | WaterTightnessRating |  | B1-B7 for windows;B1-B4 for sliding doors
|  | HW435 | Hüdroisolatsioon (betoon) |  | Waterproofing (concrete) | action to prevent the passage of water from one plane to another | EN 14695:2010
|  | HW450 | Veekindel |  | Watertight | watertight component | ETIM |  |  | EF000017
|  | HW475 | Veepoole kindlus |  | Water-side resistance | water-side resistance | ETIM | kPa |  | EF025032
|  | HW480 | Veepoole kindlus (dT 20 °C) |  | Water-side resistance at dT 20 °C | water-side resistance at dT 20 °c | ETIM | kPa |  | EF020098
|  | HW550 | Kaalutud tõhusus |  | Weighted efficiency | filter efficiency based the particle weight concentration before and after filter against particles with certain size distribution | IFC |  | WeightedEfficiency
|  | HW575 | Kaalutud kasutegur |  | Weighted efficiency curve | weighted efficiency curve as a function of dust holding weight, efficiency = f (dust holding weight) | IFC |  | WeightedEfficiencyCurve
|  | HW600 | Tööratta kiirus |  | Wheel tip speed | fan blade tip speed, typically defined as the linear speed of the tip of the fan blade furthest from the shaft | IFC | m/s | WheelTipSpeed
|  |  | Tuuleandur |  | Wind sensor | wind sensor | ETIM | m/s |  | EF006719
|  | HW650 | Tuuleanduri tüüp |  | Wind sensor type | enumeration that Identifies the types of wind sensors that can be specified | IFC |  | WindSensorType |  | Cup;Windmill;Hotwire;Laser doppler;Sonic;Plate;Tube;Other;Not known;Unset
|  | HW660 | Tuule kiirus on seadistatav |  | Wind velocity value adjustable | wind velocity value adjustable | ETIM | Bft |  | EF003917
|  | HW675 | Allaviiguga |  | With backdrop | indicates whether the chamber has a backdrop or tumbling bay (=True) or not (=False) | IFC |  | WithBackdrop |  | True;False
|  | HW750 | Töörõhk |  | Working pressure | working pressure | IFC | Pa | WorkingPressure
|  | HW775 | Töörõhu vahemik |  | Working pressure range | allowable minimum and maximum working pressure (relative to ambient pressure) | IFC | Pa | WorkingPressureRange
| HZ |  | Omadused, mis algavad tähega "Z" (veeru "G" järgi) |  | Properties that start with letter "Z" | terms (property names) are based on a given reference | CCI-EE
|  | HZ200 | Zeta väärtusega haru sujuv eraldamine (DVGW W 575) |  | Zeta value branch fluent separation (DVGW W 575) | zeta value branch fluent separation according to DVGW W 575 | DVGW W 575 |  |  | EFDE0011
|  | HZ205 | Zeta väärtuse haru ühendav voog (DVGW W 575) |  | Zeta value branch merging flow (DVGW W 575) | zeta value branch merging flow according to DVGW W 575 | DVGW W 575 |  |  | EFDE0014
|  | HZ210 | Zeta väärtuse loendurvoolu eraldamine (DVGW W 575) |  | Zeta value counter current separation (DVGW W 575) | zeta value counter current separation according to DVGW W 575 | DVGW W 575 |  |  | EFDE0013
|  | HZ215 | Zeta väärtuse loenduri ühendamise voog (DVGW W 575) |  | Zeta value counter merging flow (DVGW W 575) | zeta value counter merging flow according to DVGW W 575 | DVGW W 575 |  |  | EFDE0016
|  | HZ220 | Zeta väärtusega vahekäigu voolueraldus (DVGW W 575) |  | Zeta value gangway current separation (DVGW W 575) | zeta value gangway current separation according to DVGW W 575 | DVGW W 575 |  |  | EFDE0012
|  | HZ225 | Zeta väärtuse läbipääsu ühendav voog (DVGW W 575) |  | Zeta value passage merging flow (DVGW W 575) | zeta value passage merging flow according to DVGW W 575 | DVGW W 575 |  |  | EFDE0015
J? |  |  | Valgusega seotud omadused |  | Light related properties | terms (properties) regarding capacity or purpose of handling light | CCI-EE
| JA |  | Omadused, mis algavad tähega "A" (veeru "G" järgi) |  | Properties that start with letter "A" | terms (property names) are based on a given reference | CCI-EE
|  | JA150 | Heleduse väärtuse seadistamispiirkond |  | Adjustment range brightness value | adjustment range brightness value | ETIM | lx |  | EF006708
|  | JA500 | ANSI kood |  | ANSI code | ANSI standard class code (for lamps) | ETIM |  |  | EF001355
|  | JA600 | Tehisvalgustuse vajadus |  | Artificial lighting | indication whether this space requires artificial lighting (as natural lighting would be not sufficient); (=True) indicates yes (=False) otherwise | IFC |  | ArtificialLighting |  | True;False
|  | JA850 | Keskmine nominaalne eluiga |  | Average nominal lifespan | average nominal lifespan | ETIM | h |  | EF008342
| JB |  | Omadused, mis algavad tähega "B" (veeru "G" järgi) |  | Properties that start with letter "B" | terms (property names) are based on a given reference | CCI-EE
|  | JB200 | Valgusvoo nurk |  | Beam angle | beam spread (or beam angle) at 50% of the maximum peak intensity | ETIM | ° |  | EF000128
|  | JB220 | Valgusvoo nurk (vahemik) |  | Beam angle (range) | beam angle (range) | ETIM | ° |  | EF013760
|  | JB600 | Paistvus |  | Brightness | attribute of a visual perception according to which an area appears to emit, or reflect, more or less light | EN 12665:2018 | lx | Brightness
|  | JB610 | Heledusandur |  | Brightness sensor | brightness sensor | ETIM | lx |  | EF006722
| JC |  | Omadused, mis algavad tähega "C" (veeru "G" järgi) |  | Properties that start with letter "C" | terms (property names) are based on a given reference | CCI-EE
|  | JC300 | Küllastus |  | Chroma | intensity and purity of a hue (also known as saturation) | CCI-EE
|  | JC530 | Valguspeegelduvus |  | Coefficient of retroreflected luminance (road marking) | quotient of the luminance L of a field of the road marking in a direction of observation by the illuminance E at the field perpendicular to the direction of the incident light | EN 1436:2018 | mcd / (m2 * lx)
|  | JC550 | Valgusallika värvikood |  | Color appearance | in both the DIN and CIE standards, artificial light sources are classified in terms of their color appearance; to the human eye they all appear to be white; the difference can only be detected by direct comparison; visual performance is not directly affected by differences in color appearance | IFC |  | ColorAppearance
|  | JC560 | Valguse värvus (EN 12464-1) |  | Color of light (EN 12464-1) | color of light (EN 12464-1) | EN 12464-1:2021 |  |  | EF005958 | Warm white <3300 K;Neutral white 3300-5300 K;Daylight white >5300 K
|  | JC575 | Värviedastusindeks |  | Color rendering index | indicates how well a light source renders eight standard colors compared to perfect reference lamp with the same color temperature; scale ranges from 1 to 100, with 100 representing perfect rendering properties (CRI) | EN 12665:2018 |  | ColorRenderingIndex | EF000442 | [1;100]
|  | JC600 | Värvustemperatuur |  | Color temperature | light property that indicates the spectral energy distribution of a light source | EN 12665:2018 | K | ColorTemperature | EF000103
|  | JC605 | Värvustemperatuur (vahemik) |  | Colour temperature (range) | colour temperature | ETIM | K |  | EF009346
|  | JC625 | Värviesitus |  | Colour rendering | effect of an illuminant on the colour apperance of objects by conscious or subconscious comparison with their colour appearance under a reference illuminant | EN 12665:2018 |  |  |  | Normal;Good;Very good
|  | JC650 | Kontrastsus |  | Contrast ratio | indicates the display contrast ratio | IFC |  | ContrastRatio
|  | JC675 | Valgusvoog |  | Contributed luminous flux | photometric measure of radiant flux, i.e. the volume of light emitted from a light source; measured either for the interior as a whole or for a part of the interior (partial luminous flux for a solid angle); all other photometric parameters are derivatives of luminous flux; measured in lumens (lm); is given as a nominal value for each lamp | IFC | lm | ContributedLuminousFlux | EF000078
| JD |  | Omadused, mis algavad tähega "D" (veeru "G" järgi) |  | Properties that start with letter "D" | terms (property names) are based on a given reference | CCI-EE
|  | JD100 | Päevavalgus |  | Daylight factor | ratio of the illuminance at a point on a given plane due to the light received directly and indirectly from a sky of assumed or known luminance distribution | EN 12665:2018 |  |  |  | Direct;Indirect;Not available
| JE |  | Omadused, mis algavad tähega "E" (veeru "G" järgi) |  | Properties that start with letter "E" | terms (property names) are based on a given reference | CCI-EE
|  | JE550 | Hädavalgustuse valgustugevus |  | Emergency lighting glare limit | light property that specifies requirements for emergency lighting according to standard | EN 1838:2013 |  |  |  | True;False
|  | JE575 | Avariivalgustuse nõue |  | Emergency lighting requirement | light property that indicates whether emergency lighting is available | EN 1838:2013 |  |  |  | True;False
|  | JE625 | Valgustatuse arvestamine |  | Engaging brightness | engaging brightness | ETIM | lx |  | EF003841
| JF |  | Omadused, mis algavad tähega "F" (veeru "G" järgi) |  | Properties that start with letter "F" | terms (property names) are based on a given reference | CCI-EE
|  |  | Veaprotsent (100 000 h) |  | Failure rate (100,000 hrs) | failure rate at median useful life of 100,000 hrs at 25 °C ambient (tq) | ETIM | % |  | EF015693
|  |  | Veaprotsent (35 000 h) |  | Failure rate (35,000 hrs) | failure rate at median useful life of 35,000 hrs at 25 °C ambient (tq) | ETIM | % |  | EF015690
|  | JF060 | Veaprotsent (50 000 h) |  | Failure rate (50,000 hrs) | failure rate at median useful life of 50,000 hrs at 25 °C ambient (tq) | ETIM | % |  | EF015691
|  | JF065 | Veaprotsent (75 000 h) |  | Failure rate (75,000 hrs) | failure rate at median useful life of 75,000 hrs at 25 °C ambient (tq) | ETIM | % |  | EF015692
| JG |  | Omadused, mis algavad tähega "G" (veeru "G" järgi) |  | Properties that start with letter "G" | terms (property names) are based on a given reference | CCI-EE
|  | JG500 | Räigus |  | Glare | the unpleasant sensation produced by bright areas within the visual field, such as lit surfaces, parts of the luminaries, windows and/or roof lights | EN 12665:2018 |  |  |  | High demands;Very high demands
| JH |  | Omadused, mis algavad tähega "H" (veeru "G" järgi) |  | Properties that start with letter "H" | terms (property names) are based on a given reference | CCI-EE
|  | JH075 | Kasutajapoolne tehisvalguse reguleerimine (hoone) |  | Has user controllable artificial light amount (building) | the property of building-fabric-related aspects of the user- and control-system-related aspects of visual confort to control artifical light amout at building level | EN 16309:2014 |  |  |  | True;False
|  | JH100 | Kasutajapoolne tehisvalguse reguleerimine (ruum) |  | Has user controllable artificial light amount (room) | the property of building-fabric-related aspects of the user- and control-system-related aspects of visual confort to control artifical light amout at room level | EN 16309:2014 |  |  |  | True;False
|  | JH125 | Kasutajapoolne päevavalguse reguleerimine (hoone) |  | Has user controllable daylight amount (building) | the property of building-fabric-related aspects of the user- and control-system-related aspects of visual confort to control daylight amout at building level | EN 16309:2014 |  |  |  | True;False
|  | JH150 | Kasutajapoolne päevavalguse reguleerimine (ruum) |  | Has user controllable daylight amount (room) | the property of building-fabric-related aspects of the user- and control-system-related aspects of visual confort to control daylight amout at room level | EN 16309:2014 |  |  |  | True;False
|  | JH175 | Kasutajapoolne valgusräiguse reguleerimine (naabruskond) |  | Has user controllable glare (neighbourhood) | the property of building-fabric-related aspects of the user- and control-system-related aspects of visual confort to control glare from the neighbourhood | EN 16309:2014 |  |  |  | True;False
|  | JH800 | Värvitoon |  | Hue | propety of a pure color, describes the wavelength of the color | CoClass
| JJ |  | Omadused, mis algavad tähega "I"/"J" (veeru "G" järgi) |  | Properties that start with letter "I"/"J" | terms (property names) are based on a given reference | CCI-EE
|  | JJ300 | Valgustihedus |  | Illuminance | light property that indicates incident light flux per area | EN 12665:2018 | lm/m2 | Illuminance
|  | JJ350 | Sisetöökoha valgustuse kategooria |  | Indoor lightning category | light property that specifies lighting requirements according to standard | EN 12464-1:2011
|  | JJ360 | Infrapunalamp |  | Infrared coating/-technique | lamp is equipped with infrared (di-chroic) coating to keep the heat inside (cool-beam) | ETIM |  |  | EF001354 | True;False
|  | JJ400 | Valgusindikaatoriga |  | Is illuminated | an indication of whether there is an illuminated indicator to show that the switch is on (=True) or not (=False) | IFC |  | IsIlluminated | EF000134 | True;False;Optional
| JL |  | Omadused, mis algavad tähega "L" (veeru "G" järgi) |  | Properties that start with letter "L" | terms (property names) are based on a given reference | CCI-EE
|  | JL080 | Valgusefektiivsus |  | Lamp efficacy | light output versus power consumption of the lamp, lumen per watt ratio | ETIM | lm/W |  | EF001348
|  | JL100 | Valgusti hooldetegur |  | Lamp maintenance factor | non recoverable losses of luminous flux of a lamp due to lamp depreciation; i.e. the decreasing of light output of a luminaire due to aging and dirt | EN 12665:2018 |  | LampMaintenanceFactor
|  | JL700 | Valgustuse vähenemine (100,000 h) |  | Lumen maintenance (100,000 hrs) | Lumen maintenance at median useful life of 100,000 hrs at 25 °C ambient (tq), is the luminous flux remaining (expressed as a percentage of the initial output) at selected elapsed operating time | ETIM | % |  | EF015689
|  | JL705 | Valgustuse vähenemine (35,000 h) |  | Lumen maintenance (35,000 hrs) | Lumen maintenance at median useful life of 35,000 hrs at 25 °C ambient (tq), is the luminous flux remaining (expressed as a percentage of the initial output) at selected elapsed operating time | ETIM | % |  | EF015686
|  | JL710 | Valgustuse vähenemine (50,000 h) |  | Lumen maintenance (50,000 hrs) | Lumen maintenance at median useful life of 50,000 hrs at 25 °C ambient (tq), is the luminous flux remaining (expressed as a percentage of the initial output) at selected elapsed operating time | ETIM | % |  | EF015687
|  | JL715 | Valgustuse vähenemine (75,000 h) |  | Lumen maintenance (75,000 hrs) | Lumen maintenance at median useful life of 75,000 hrs at 25 °C ambient (tq), is the luminous flux remaining (expressed as a percentage of the initial output) at selected elapsed operating time | ETIM | % |  | EF015688
|  | JL735 | Valgusti tõhusus |  | Luminaire efficacy | luminaire efficacy | ETIM | lm/W |  | EF012172
|  | JL755 | Valgustugevus |  | Luminance | luminous intensity; light property indicating the luminous intensity per unit area of light travelling in a given direction | EN 12665:2018 | cd |  | EF001357
|  | JL775 | Valgusvoog (vahemik) |  | Luminous flux (range) | luminous flux (range) | ETIM | lm |  | EF011587
|  | JL780 | Valgusvoog hädaolukorras |  | Luminous flux at emergency operation | luminous flux at emergency operation | ETIM | lm |  | EF008731
|  | JL785 | Valgusvoog ooteolekus |  | Luminous flux in standby mode | luminous flux in standby mode | ETIM | lm |  | EF011954
|  | JL790 | Valgusvoog meetri kohta |  | Luminous flux per meter | luminous flux per meter | ETIM | lm |  | EF010867
| JM |  | Omadused, mis algavad tähega "M" (veeru "G" järgi) |  | Properties that start with letter "M" | terms (property names) are based on a given reference | CCI-EE
|  | JM100 | Hooldusvälp |  | Maintenance factor | the arithmetical allowance made for depreciation of lamps and reflective equipment from their initial values due to dirt, fumes, or age | IFC |  | MaintenanceFactor
|  |  | Suurim valgusväljund |  | Maximum light output | maximum light output | ETIM | lm |  | EF010422
| JN |  | Omadused, mis algavad tähega "N" (veeru "G" järgi) |  | Properties that start with letter "N" | terms (property names) are based on a given reference | CCI-EE
|  | JN450 | Nimitalitlusaeg |  | Nominal operation time | nominal operation time | ETIM | h |  | EF012518
| JP |  | Omadused, mis algavad tähega "P" (veeru "G" järgi) |  | Properties that start with letter "P" | terms (property names) are based on a given reference | CCI-EE
|  | JP375 | Välistöökoha valgustuse kategooria |  | Outdoor lightning category | light property that indicates the category of lighting according to standard | EN 12464-2:2014
|  | JP650 | Fotobioloogiline ohutus (EN 62471) |  | Photobiological safety (EN 62471) | photobiological safety according to EN 62471 | EN 62471:2008 |  |  | EF011948 | RG0;RG1;RG2;RG3
| JR |  | Omadused, mis algavad tähega "R" (veeru "G" järgi) |  | Properties that start with letter "R" | terms (property names) are based on a given reference | CCI-EE
|  | JR090 | Tunnus-eluiga, L70/B50 at 25 °C |  | Rated life time L70/B50 at 25 °C | rated life time L70/B50 at 25 °C | ETIM | h |  | EF011870
|  | JR095 | Tunnus-eluiga, L80/B10 at 25 °C |  | Rated life time L80/B10 at 25 °C | rated life time L80/B10 at 25 °C | ETIM | h |  | EF011871
|  | JR100 | Tunnus-eluiga, L90/B10 at 25 °C |  | Rated life time L90/B10 at 25 °C | rated life time L90/B10 at 25 °C | ETIM | h |  | EF011873
|  | JR120 | Efektiivne valgusvoog (EN 62612) |  | Rated luminous flux (EN 62612) | rated luminous flux (EN 62612) | EN 62612:2013 | lm |  | EF013761
|  | JR125 | Efektiivne valgusvoog (EN 62722-2-1) |  | Rated luminous flux (EN 62722-2-1) | rated luminous flux (EN 62722-2-1) | EN 62722-2-1:2016 | lm |  | EF009349
|  | JR250 | Peegeldi |  | Reflector | type of light mirror or reflector | ETIM |  |  | EF000036
|  | JR275 | Peegeldi tüüp |  | Reflector type | type of mirror or reflector | ETIM |  |  | EF001356
|  | JR300 | Helendusreaktsiooniga |  | Response value luminosity | response value luminosity | ETIM | lx |  | EF003814
| JS |  | Omadused, mis algavad tähega "S" (veeru "G" järgi) |  | Properties that start with letter "S" | terms (property names) are based on a given reference | CCI-EE
|  | JS200 | Valgustatuse säte |  | Set point illuminance | the illuminance value to be sensed; use IfcPropertyBoundedValue.SetPointValue to set the set point value | IFC | lm/m2 | SetPointIlluminance
|  | JS210 | Asetus (lx) |  | Setting (lx) | setting (lx) | ETIM | lx |  | EF002350
|  | JS300 | Varjestustegur |  | Shading coefficient | the measure of the ability of a glazing to transmit solar heat, relative to that ability for 3 mm (1/8-inch) clear, double-strength, single glass; shading coefficient (SC) is being phased out in favor of the solar heat gain coefficient (SHGC), and is approximately equal to the SHGC multiplied by 1.15; the shading coefficient is expressed as a number without units between 0 and 1 | IFC |  | ShadingCoefficient
|  | JS325 | Varjestuse tüüp |  | Shading device type | specifies the type of shading device | IFC |  | ShadingDeviceType |  | Fixed;Movable;Overhang;Sidefin;Other;Not known;Unset
|  | JS550 | Neelduv päikesekiirgus |  | Solar absorption | the ratio of incident solar radiation that is absorbed by a glazing system (Asol); it is the sum of the absorption distributed to the exterior (a) and to the interior (qi); note the following equation: Asol + Rsol + Tsol = 1 | IFC |  | SolarAbsorption |  | [0;1]
|  | JS575 | Päikesesoojuse koefitsient |  | Solar heat gain coefficient | is the fraction of solar radiation admitted through a window, door, or skylight -- either transmitted directly and/or absorbed, and subsequently released as heat inside a home | NATSPEC BIM;BIM Forum
|  | JS600 | Päikese kiirgustegur |  | Solar heat gain transmittance | the ratio of incident solar radiation that contributes to the heat gain of the interior (SHGC), it is the solar radiation that directly passes (Tsol or τe) plus the part of the absorbed radiation that is distributed to the interior (qi); the SHGC is refered to also as g-value (g = τe + qi) | EN 410:2011 |  | SolarHeatGainTransmittance |  | [0;1]
|  | JS625 | Päikese peegeldustegur |  | Solar reflectance | the ratio of incident solar radiation that is reflected by shading system (also named ρe) (Rsol) | IFC |  | SolarReflectance
|  | JS650 | Päikese peegeldustegur (tagant) |  | Solar reflectance back | reflectance at normal incidence (solar): back side defines the fraction of the solar ray that is reflected and not transmitted when the ray passes from one medium into another, at the "back" side of the other material, perpendicular to the surface. Dependent on material and surface characteristics | IFC |  | SolarReflectanceBack
|  | JS675 | Päikese peegeldustegur (eest) |  | Solar reflectance front | reflectance at normal incidence (solar): front side; defines the fraction of the solar ray that is reflected and not transmitted when the ray passes from one medium into another, at the "front" side of the other material, perpendicular to the surface; dependent on material and surface characteristics | IFC |  | SolarReflectanceFront
|  | JS700 | Päikese valguse murdumisnäitaja |  | Solar refraction index | index of refraction (solar) defines the "bending" of the solar ray when it passes from one medium into another | IFC |  | SolarRefractionIndex
|  | JS800 | Päikese läbivustegur |  | Solar transmittance | the ratio of incident solar radiation that directly passes through shading system (also named τe)(Tsol) | IFC |  | SolarTransmittance
|  | JP850 | Erivalgustugevus |  | Specific luminous efficacy | specific luminous efficacy | ETIM | lm/W |  | EF013777
|  | JS875 | Spekter |  | Spectrum | the spectrum of radiation describes its composition with regard to wavelength; light, for example, as the portion of electromagnetic radiation that is visible to the human eye, is radiation with wavelengths in the range of approx. 380 to 780 nm (1 nm = 10 m); the corresponding range of colours varies from violet to indigo, blue, green, yellow, orange, and red; these colours form a continuous spectrum, in which the various spectral sectors merge into each other | IFC |  | Spectrum
|  | JS925 | Sobib töökohavalgustiks (EN 12464-1) |  | Suitable for workplace (EN 12464-1) | suitable for workplace (EN 12464-1) | EN 12464-1:2021 |  |  | EF007694 | True;False
|  | JS950 | Seadistatava päikesekaitsesättega |  | Sun protection value adjustable | sun protection value adjustable | ETIM | lx |  | EF003891
|  | JS970 | Valgustatuse lülitamine |  | Switching-off brightness | switching-off brightness | ETIM | lx |  | EF003825
| JT |  | Omadused, mis algavad tähega "T" (veeru "G" järgi) |  | Properties that start with letter "T" | terms (property names) are based on a given reference | CCI-EE
|  | JT790 | Videvikuandur |  | Twilight sensor | twilight sensor | ETIM | lx |  | EF006723
|  | JT800 | Seadistatav hämaravalgustus |  | Twilight value adjustable | twilight value adjustable | ETIM | lx |  | EF003833
|  | JT850 | Tegevuse tüüp |  | Type of activity | defines the type of activity (used for lighting purposes) | EN 12464-1:2021
|  | JT870 | Ruumi tüüp |  | Type of area | defines the type of area (used for lighting purposes) | EN 12464-1:2021
|  | JT890 | Ülesande tüüp |  | Type of task | defines the type of task (used for lighting purposes) | EN 12464-1:2021
| JU |  | Omadused, mis algavad tähega "U" (veeru "G" järgi) |  | Properties that start with letter "U" | terms (property names) are based on a given reference | CCI-EE
|  | JU600 | Ühtse räigusteguri piirväärtus |  | Unified glare rating limit | upper limit of glare by the CIE Unified Glare Rating system | EN 12665:2018 |  |  |  | Direct;Indirect;Not available
|  | JU900 | UV kindel |  | UV resistant | defined as the ability of a material to resist ultra violet (UV) light or sunlight | ETIM |  | True;False | EF000024
|  | JU910 | UV-kiirguskaitse |  | UV-protection | blocks out UV radiation coming from the product to protect people from the health damage this radiation can cause | ETIM |  | True;False | EF001353
|  | JU915 | UV-kindel (kinnitid) |  | UV-stable (fasteners) | UV-stable (fasteners) | ASTM D6779-21;EN 13501-2:2016 |  |  | EF008099 | True;False
| JV |  | Omadused, mis algavad tähega "V" (veeru "G" järgi) |  | Properties that start with letter "V" | terms (property names) are based on a given reference | CCI-EE
|  | JV400 | Nähtava valguse peegelduvus |  | Visible light reflectance | fraction of visible light reflected by glazing at normal incidence | IFC |  | VisibleLightReflectance
|  | JV425 | Nähtava valguse peegelduvus (väline) |  | Visible light reflectance external | fraction of visible light reflected by glazing at normal incidence | NATSPEC Spec
|  | JV450 | Nähtava valguse peegelduvus (sisemine) |  | Visible light reflectance internal | fraction of visible light reflected by glazing at normal incidence | NATSPEC Spec
|  | JV475 | Nähtava valguse läbivustegur |  | Visible light transmittance | fraction of visible light that passes through shading system at normal incidence | NATSPEC BIM;BIM Forum |  | VisibleLightTransmittance
|  | JV500 | Peegeldusvõime (tagant) |  | Visible reflective back | reflectance at normal incidence (visible): back side; defines the fraction of the solar ray in the visible spectrum that is reflected and not transmitted when the ray passes from one medium into another, at the "back" side of the other material, perpendicular to the surface; dependent on material and surface characteristics | IFC |  | VisibleReflectanceBack
|  | JV525 | Peegeldusvõime (eest) |  | Visible reflective front | reflectance at normal incidence (visible): front side; defines the fraction of the solar ray in the visible spectrum that is reflected and not transmitted when the ray passes from one medium into another, at the "front" side of the other material, perpendicular to the surface; dependent on material and surface characteristics | IFC |  | VisibleReflectanceFront
|  | JV550 | Murdumisnäitaja (nähtav valgus) |  | Visible refractive index | index of refraction (visible) defines the "bending" of the solar ray in the visible spectrum when it passes from one medium into another | IFC |  | VisibleRefractionIndex
|  | JV575 | Päikesevalguse läbivustegur |  | Visible transmittance | transmittance at normal incidence (visible); defines the fraction of the visible spectrum of solar radiation that passes through per unit area, perpendicular to the surface | IFC |  | VisibleTransmittance
| JW |  | Omadused, mis algavad tähega "W" (veeru "G" järgi) |  | Properties that start with letter "W" | terms (property names) are based on a given reference | CCI-EE
|  | JW350 | Valgustusanduriga |  | With light sensor | product is equipped with photocell | ETIM |  |  | EF001203 | True;False
|  | JW390 | Päikese andur |  | With sun sensor | with sun sensor | ETIM |  |  | EF001732 | True;False
K? |  |  | Mehaanilised omadused |  | Mechanical properties | terms (properties) regarding capacity or purpose of handling mechanical forces | CCI-EE
| KA |  | Omadused, mis algavad tähega "A" (veeru "G" järgi) |  | Properties that start with letter "A" | terms (property names) are based on a given reference | CCI-EE
|  | KA150 | Juurdepääsu kaane koormuse hinnang |  | Access cover load rating | the load rating of the access cover (which may be a value or an alphanumerically defined class rating) | IFC |  | AccessCoverLoadRating
|  | KA250 | Seadistusjõud |  | Adjusting force | adjusting force | ETIM | N |  | EF024111
|  | KA450 | Lubatud kontaktsurve |  | Allowable hull pressure | allowable contact pressure between fender and hull | IFC | Pa | AllowableHullPressure
|  | KA460 | Lubatav survekoormus |  | Allowable pressure load | allowable pressure load | ETIM | Pa |  | EF023544
|  | KA480 | Rakendatav tõmbejõud |  | Applicable load pull zone | applicable load pull zone | ETIM | kN |  | EF005448
|  | KA500 | Kasutusklass (mikrotingimused müüritise jaoks) |  | Application class (micro conditions of exposure for masonry) | application class (micro conditions of exposure for masonry) | EN 1996-2:2006 |  |  | EF010453 | MX1;MX2;MX3;MX4;MX5
|  | KA850 | Keskmine normaliseeritud survetugevus |  | Average normalized compressive strength | average normalized compressive strength | ETIM | N/mm² |  | EF026345
| KB |  | Omadused, mis algavad tähega "B" (veeru "G" järgi) |  | Properties that start with letter "B" | terms (property names) are based on a given reference | CCI-EE
|  | KB200 | Kandev jõud |  | Bearing strength | defining values: α; defined values: bearing strength of bolt holes, i.e. intrados pressure | IFC | Pa | BearingStrength
|  | KB225 | Painutusjõud |  | Bending strength | bending strength | IFC | Pa | BendingStrength | EF026332
|  | KB230 | Paindetugevus (tasandusmördid) |  | Bending strength (screed material) | bending strength (screed material) | EN 13813:2005 |  |  | EF010448 | F1;F2;F3;F4;F5;F6;F7;F10;F15;F20;F30;F40;F50;Other
|  | KB350 | Sideaine |  | Binding agent | binding agent | ETIM |  |  | EF010446 | Cement;Calcium sulphate;Magnesite;Mastic asphalt;Synthetic resin;Other
|  | KB480 | Nakketugevus (membraan) |  | Bond strength (flexible sheets) | tensile stress at maximum force when testing the adhesion between different layers in a waterproofing system | EN 13596:2004
|  | KB500 | Nakketugevus (tasandussegu) |  | Bond strength (screed material) | structural property that indicates the ability to adhere | EN 13813:2005 |  |  |  | B0,2;B0,5;B1,0;B1,5;B2,0
|  | KB590 | Suurim koormus |  | Breaking load | breaking load | ETIM | N |  | EF004571
|  | KB600 | Murdekoormus tüübliaukude juures |  | Breaking load at dowel holes | structural property indicating ability to resist splitting | EN 13364:2002 | N
|  | KB630 | Katkemoment, purustusmoment |  | Breaking torque | breaking torque | ETIM | Nm |  | EF009149
|  | KB750 | Ujuvus |  | Buoyancy | buoyancy | ETIM | N |  | EF025523
| KC |  | Omadused, mis algavad tähega "C" (veeru "G" järgi) |  | Properties that start with letter "C" | terms (property names) are based on a given reference | CCI-EE
|  | KC100 | Painutusmoment (x) |  | Capacity bending moment x | the reaction induced in a structural element when an external force or moment is applied to the element causing the element to bend (x direction) | NATSPEC Spec
|  | KC105 | Painutusmoment (y) |  | Capacity bending moment y | the reaction induced in a structural element when an external force or moment is applied to the element causing the element to bend (y direction) | NATSPEC Spec
|  | KC135 | Horisontaalne koormus |  | Capacity horizontal load | load capacity that is caused by a wind or earthquake | NATSPEC Spec
|  | KC175 | Vertikaalne koormus |  | Capacity vertical load | load capacity that is caused by dead load, live load and impact load | NATSPEC Spec
|  | KC250 | Normsurvetugevus (kuup) |  | Characteristic cube compressive strength | characteristal compressive strength corresponding to a 150 mm size cubes | EN 206:2014
|  | KC260 | Normsurvetugevus (silinder) |  | Characteristic cylinder compressive strength | characteristal compressive strength corresponding to a 150x300 mm cylinder | EN 206:2014
|  | KC450 | Pinnase nihketugevus (nidusus) |  | Cohesion behaviour | cohesive shear strength of a rock or soil that is independent of interparticle friction | IFC | Pa | CohesionBehaviour
|  | KC500 | Survetugevus |  | Compressive strength | the capacity of a material or structure to withstand loads tending to reduce size, as opposed to which withstands loads tending to elongate | EN 13813:2005;EN 12390-3:2019 | Pa | CompressiveStrength
|  | KC510 | Survetugevus (EN 61386-24) |  | Compressive strength (EN 61386-24) | compressive strength (EN 61386-24), conduit systems for cable management | EN 61386-24:2010 |  |  | EF016103 | Type 250;Type 450;Type 750
|  | KC520 | Survetugevus (voolikusüsteemid) |  | Compressive strength (hose systems) | compressive strength (hose systems) | ETIM | N |  | EF001347
|  | KC530 | Survetugevus (müürimört) |  | Compressive strength (masonry mortar) | the capacity of a material or structure to withstand loads tending to reduce size, as opposed to which withstands loads tending to elongate | EN 998-2:2016 |  |  | EF010454 | M1;M2.5;M5;M10;M15;M20;Other
|  | KC540 | Survetugevus (28 päeva) |  | Compressive strength, 28 day | compressive strength of the material after 28 days | BIM Forum
|  | KC550 | Survetugevus (α=0°) |  | Compressive strength, α=0° | compressive strength, α=0° | IFC | Pa | CompStrength
|  | KC560 | Survetugevus (α=90°) |  | Compressive strength, α=90° | compressive strength, α=90° | IFC | Pa | CompStrengthPerp
|  | KC570 | Keskmine survetugevus |  | Compressive strength, mean | compressive strength at an age of days | CCI-EE
|  | KC580 | Survetugevuse pikaajaline koormus |  | Compressive strength, long-term load | compressive strength long-term load | ETIM | kN/m² |  | EF012727
|  | KC590 | Survetugevuse lühiajaline koormus |  | Compressive strength, short-term load | compressive strength short-term load | ETIM | kN/m² |  | EF012726
|  | KC600 | Betooni tugevusklasss |  | Compressive strength class (concrete) | compressive strength class (concrete) | EN 206:2014 |  |  | EF010427 | C8/10;C12/15;C16/20;C20/25;C25/30;C30/37;C35/45;C40/50;C45/55;C50/C60;C55/67;C60/75;C70/85;C80/95;C90/105;C100/115;LC8/9;LC12/13;LC16/18;LC20/22;LC25/28;LC30/33;LC35/38;LC40/44;LC45/50;LC50/55;LC55/60;LC70/77;LC80/88
|  | KC610 | Survetugevuse klass (tasandusmördid) |  | Compressive strength class (screed materials) | compressive strength class (screed materials) | EN 13813:2005 |  |  | EF010447 | C5;C7;C12;C16;C20;C25;C30;C35;C40;C50;C60;C70;C80;Other
|  | KC640 | Betooni konsistentsiklass lähtuvalt valguvusest |  | Concrete consistency flow class | concrete consistency flow class | EN 206:2014 |  |  | EF010436 | F1;F2;F3;F4;F5;F6;None
|  | KC645 | Betooni konsistentsiklass lähtuvalt tihendatavusastmest |  | Concrete consistency compaction class | concrete consistency compaction class | EN 206:2014 |  |  | EF010434 | C0;C1;C2;C3;C4;None
|  | KC650 | Betooni konsistentsiklass lähtuvalt vajumist |  | Concrete consistency slump class | concrete consistency slump class | EN 206:2014 |  |  | EF010435 | S1;S2;S3;S4;S5;None
|  | KC675 | Katte koormus |  | Cover load | cover load | ETIM | kN |  | EF022347
|  | KC750 | Pragude katmise võime |  | Crack bridging ability | ability of reinforced bitumen sheets to withstand movements of the crack of the base specimen without deterioration | EN 14224:2010
| KD |  | Omadused, mis algavad tähega "D" (veeru "G" järgi) |  | Properties that start with letter "D" | terms (property names) are based on a given reference | CCI-EE
|  | KD200 | Staatiline koormus |  | Dead load | includes loads that are relatively constant over time, including the weight of the structure itself | NATSPEC BIM
|  | KD225 | Deformatsioon |  | Deflection | the degree to which a structural element is displaced under a load (due to its deformation) | NATSPEC BIM
|  | KD250 | Projekteeritud paindemoment (x) |  | Design bending moment x | is a measure of the bending effect (x direction) that can occur when an external force (or moment) is applied to a structural element | NATSPEC Spec
|  | KD275 | Projekteeritud paindemoment (y) |  | Design bending moment y | is a measure of the bending effect (y direction) that can occur when an external force (or moment) is applied to a structural element | NATSPEC Spec
|  | KD285 | Disaini tegur |  | Design coefficient | overall coefficient with a value greater than 1, which takes into consideration service conditions as well as properties of the components of a piping system other than those represented in the lower predictive limit | EN 1555-1:2010
|  | KD300 | Betooni arvutuslik survetugevus (fcd) |  | Design concrete compressive strength (fcd) | design concrete compressive strength (fcd) | CCI-EE
|  | KD325 | Projekteeritud horisontaalne tavakoormus |  | Design serviceability horizontal load | a state in which the function of a building, its appearance, maintainability, durability, and comfort of its occupants are preserved under normal usage | NATSPEC Spec
|  | KD350 | Projekteeritud vertikaalne tavakoormus |  | Design serviceability vertical load | a state in which the function of a building, its appearance, maintainability, durability, and comfort of its occupants are preserved under normal usage | NATSPEC Spec
|  | KD360 | Disainkoormus (torud) |  | Design stress | allowable stress for a given application at 20 °C, that is derived from the MRS by dividing it by the coefficient C (MRS/C) | EN 1555-1:2010
|  | KD375 | Projekteeritud horisontaalne suurim koormus |  | Design ultimate horizontal load | the structure to be able to withstand, with an adequate factor of safety against collapse, designed to ensure safety of the occupants and the safety of the structure itself | NATSPEC Spec
|  | KD400 | Projekteeritud vertikaalne suurim koormus |  | Design ultimate vertical load | the structure to be able to withstand, with an adequate factor of safety against collapse, designed to ensure safety of the occupants and the safety of the structure itself | NATSPEC Spec
|  | KD425 | Sildumisseadme jõuvõimsus |  | Device capacity | mooring device force capacity | IFC | N | DeviceCapacity
|  | KD625 | Kahepoolse toimega moment |  | Double-acting torque | double-acting torque | ETIM | Nm |  | EF025130
|  | KD925 | Dünaamiline jäikus |  | Dynamic stiffness | dynamic stiffness | EN 29052-1:1999 | N/m² |  | EF010232
| KE |  | Omadused, mis algavad tähega "E" (veeru "G" järgi) |  | Properties that start with letter "E" | terms (property names) are based on a given reference | CCI-EE
|  | KE350 | Pikenemine maksimaalse tõmbejõu juures |  | Elongation at maximum tensile force | elongation of the test specimen occuring at the maximum tensile force | EN 12311-1:1999
|  | KE500 | Energia neeldumine |  | Energy absorption | energy absorption | ETIM | kN |  | EF026184
|  | KE650 | Seadmete kaal |  | Equipment loading | loading from equipment | IFC |  | EquipmentLoading
|  | KE850 | Tasase pinna koormus m² kohta |  | Even surface load per m² | even surface load per m² | ETIM | N |  | EF008356
| KF |  | Omadused, mis algavad tähega "F" (veeru "G" järgi) |  | Properties that start with letter "F" | terms (property names) are based on a given reference | CCI-EE
|  | KF380 | Ääriku surveaste (API) |  | Flange compression stage (API) | flange compression stage (api) | ETIM | psi (lbf/in²) |  | EF022981
|  | KF400 | Paindetugevusklass (tasandusmördid) |  | Flexural strength class (screed material) | structural property indicating flexural strength class for screed materials (also known as bend strength) | EN 13813:2005;EN 13892-2:2002;EN 12372:2007 | Pa |  |  | F1;F2;F3;F4;F5;F6;F7;F10;F15;F20;F30;F40;F50
|  | KF425 | Koormusjõud voolamisest |  | Flow loading | flow loading force | IFC |  | FlowLoading
|  | KF520 | Sulgemise jõud |  | Force | indicates the maximum close-off force for the actuator | IFC | N, kg m/s2 | Force
|  | KF550 | Survetugevus vormi eemaldamisel |  | Form stripping strength | the minimum required compressive strength of the concrete at form stripping time | IFC | Pa | FormStrippingStrength
|  | KF650 | Hõõrdetugevus |  | Friction behaviour | friction shear strength of a rock or soil that is dependent on interparticle friction | IFC | Pa | FrictionBehaviour
|  | KF825 | Funktsionaalne koormus |  | Functional load | functional load | ETIM | N |  | EF024457
| KG |  | Omadused, mis algavad tähega "G" (veeru "G" järgi) |  | Properties that start with letter "G" | terms (property names) are based on a given reference | CCI-EE
|  | KG500 | Nakkejõud |  | Gripping force | gripping force | ETIM | N |  | EF014817
|  | KG510 | Nakkejõud (vahemik) |  | Gripping force (range) | gripping force (range) | ETIM | N |  | EF004769
|  | KG825 | Sulgumisjõud |  | Guard locking force | guard locking force | ETIM | N |  | EF007552
| KH |  | Omadused, mis algavad tähega "H" (veeru "G" järgi) |  | Properties that start with letter "H" | terms (property names) are based on a given reference | CCI-EE
|  | KH100 | Kõvenemise kiirus |  | Hardening module | a measure of the hardening module of the material (slope of stress versus strain curve after yield range) | IFC | Pa | HardeningModule
| KJ |  | Omadused, mis algavad tähega "I"/"J" (veeru "G" järgi) |  | Properties that start with letter "I"/"J" | terms (property names) are based on a given reference | CCI-EE
|  | KJ200 | Löögitugevus (EN 61386-24) |  | Impact strength (EN 61386-24) | impact strength according to EN 61386-24 | EN 61386-24:2010 |  |  | EF016267 | Light;Normal
|  | KJ350 | Kasuskoormus |  | Imposed load | structural property indicating payload | EN 1991-1-1:2002 | N/m2
|  | KJ370 | Mehaanilised omadused tasapinnale (postiivne) |  | In plane | mechanical properties with respect to in-plane load, i.e. bending about the strong axis; tension zone of unbalanced layups is stressed in tension | IFC |  | InPlane |  | YoungModulus;YoungModulusMin;YoungModulusPerp;YoungModulusPerpMin;ShearModulus;ShearModulusMin;BendingStrength;TensileStrength;TensileStrengthPerp;CompStrength;CompStrengthPerp;RaisedCompStrengthPerp;ShearStrength;TorsionalStrength;ReferenceDepth;InstabilityFactors
|  | KJ390 | Mehaanilised omadused tasapinnale (negatiivne) |  | In plane negative | mechanical properties with respect to in-plane load, i.e. bending about the strong axis; compression zone of unbalanced layups is stressed in tension | IFC |  | InPlaneNegative |  | YoungModulus;YoungModulusMin;YoungModulusPerp;YoungModulusPerpMin;ShearModulus;ShearModulusMin;BendingStrength;TensileStrength;TensileStrengthPerp;CompStrength;CompStrengthPerp;RaisedCompStrengthPerp;ShearStrength;TorsionalStrength;ReferenceDepth;InstabilityFactors
|  | KJ410 | Eelpinge |  | Initial tension | the initial stress of the tendon; this property applies to prestressed concrete elements only | IFC | Pa | InitialTension
|  | KJ430 | Ebastabiilsuse tegurid |  | Instability factors | defining values: slenderness ratios; defined values: either factors or divisors of the strength, depending on the design method (if <1: factors, if >1: divisors) | IFC |  | InstabilityFactors
|  | KJ470 | On jäik |  | Is rigid | indication of whether the conduit is rigid (=True) or flexible (=False) | IFC |  | IsRigid |  | True;False
|  | KJ490 | Isolaatori kokkusurutavus |  | Isolator compressibility | the compressibility of the vibration isolator | IFC | % | IsolatorCompressibility
| KL |  | Omadused, mis algavad tähega "L" (veeru "G" järgi) |  | Properties that start with letter "L" | terms (property names) are based on a given reference | CCI-EE
|  | KL300 | Tõstetugevus |  | Lifting strength | the minimum required compressive strength of the concrete when the concrete element is lifted | IFC | Pa | LiftingStrength
|  | KL325 | Liini tugevus |  | Line strength | breaking load of the line (note that ultimate stress is not part of any of the material Psets) | IFC | N | LineStrength
|  | KL350 | Dünaamiline koormus |  | Live load | variable or moving loads which can have a significant dynamic element | NATSPEC BIM
|  | KL450 | Kandevõimekus |  | Load bearing | indicates whether the object is intended to carry loads | IFC |  | LoadBearing |  | True;False
|  | KL475 | Kandevõime |  | Load bearing capacity | maximum load bearing capacity of the floor structure throughtout the storey as designed | IFC | Pa | LoadBearingCapacity | EF002918
|  | KL480 | Kandevõime |  | Load bearing capacity (design) | maximum load bearing capacity of the floor structure throughtout the storey as designed | IFC | Pa | LoadBearingCapacity
|  | KL485 | Kandevõime (plaatkoormuskatsel) |  | Load bearing capacity (plate load test) | Load bearing capacity from plate load test | DIN 18134:2012;EVS 934:2016
|  | KL515 | Kandevõime >= 400 kg (EN 997) |  | Load capacity >= 400 kg (EN 997) | load capacity >= 400 kg (EN 997) | EN 997:2018 |  |  | EF015327 | True;False
|  | KL525 | Kaane koormusklass |  | Load class | mechanical property indicating class of permissible load of well cover according to standard | EN 124 |  |  |  | A15;B125;C250;D400;E700;F900
|  | KL535 | Koormusklass (DIN 2353) |  | Load class (DIN 2353) | load class (DIN 2353) | DIN 2353 |  |  | EFDE0036
|  | KL540 | Koormusklass (äravoolukanal) |  | Load class (drainage channel) | load class (drainage channel) | EN 1433:2003 |  |  | EF009995 | None;A 15;B 125;C 250;D 400;E 600;F 900;Other
|  | KL545 | Koormusklass (hoone renn) |  | Load class (gullies for buildings) | load class (gullies for buildings) | EN 1253-2:2015 |  |  | EF015131 | H 1.5;K 3;L 15;R 50;M 125;N 250;P 400
|  | KL550 | Koormusklass (sünteetiline restkaas) |  | Load class (plastic pit, synthetic pit) | load class (plastic pit, synthetic pit) | EN 13598-2:2020 |  |  | EF011123 | A 15;B 125;C 250;D 400;E 600;F 900;Other
|  | KL570 | Võre koormus |  | Load grid | load grid | ETIM | kN |  | EF022335
|  | KL590 | Koormustesti tüüp (renn- ja redelsüsteemid) |  | Load test type (cable management) | load test type (cable management) | EN 61537:2007 |  |  | EF015362 | Type I;Type II;Type III;Type IV;Type V
| KM |  | Omadused, mis algavad tähega "M" (veeru "G" järgi) |  | Properties that start with letter "M" | terms (property names) are based on a given reference | CCI-EE
|  | KM060 | Müürimördi tüüp |  | Masonry mortar type | masonry mortar type | EN 998-2:2016 |  |  | EF010452 | G general application;L lightweight masonry mortar;T glue mortar;Other
|  | KM080 | Ukse mass ja sulgemisjõud (akna- ja uksetarvikud) |  | Mass of door, clamp force (building hardware) | mass of door, clamp force (building hardware) | EN 12209:2016 |  |  | EF013023 | Grade 0;Grade 1;Grade 2;Grade 3;Grade 4;Grade 5;Grade 6;Grade 7;Grade 8;Grade 9
|  | KM085 | Ukse mass, kinnitusjõud (akna- ja uksetarvikud) |  | Mass of door, clamp force (building hardware) | mass of door, clamp force (building hardware) | EN 14846:2008 |  |  | EF013472 | Grade 0;Grade 1;Grade 2;Grade 3;Grade 4;Grade 5;Grade 6;Grade 7;Grade 8;Grade 9
|  | KM120 | Suurim paindekoormus |  | Maximum bending load | maximum bending load | ETIM | N |  | EF021548
|  | KM140 | Suurim nidusus |  | Maximum cohesiveness | maximum cohesiveness | ETIM | N/mm² |  | EF014391
|  | KM160 | Suurim jõud ruutsentimeetrile |  | Maximum force per cm² | maximum force per cm² | ETIM | N |  | EF009154
|  | KM165 | Suurim jõud 80 mm läbimõõdu korral |  | Maximum force with 80 mm diameter | maximum force with 80 mm diameter | ETIM | N |  | EF009153
|  | KM225 | Suurim vabastusmoment |  | Maximum loosening torque | maximum loosening torque | ETIM | Nm |  | EF011414
|  | KM230 | Ukse (uste) suurim lubatud koormus |  | Maximum permissible load of the door(s) | maximum permissible load of the door(s) | EN 62208:2012 | N |  | EF014988
|  | KM235 | Korpuse suurim lubatud koormus |  | Maximum permissible load of the enclosure | maximum permissible load of the enclosure | EN 62208:2012 | N |  | EF014987
|  | KM240 | Kinnitusplaadi suurim lubatud koormus |  | Maximum permissible load of the mounting plate | maximum permissible load of the mounting plate | EN 62208:2012 | N |  | EF014989
|  | KM260 | Suurim punktkoormus |  | Maximum point load | maximum point load | ETIM | N |  | EF012728
|  | KM280 | Suurim reaktsioon |  | Maximum reaction | maximum reaction from the element | IFC | N | MaxReaction
|  | KM285 | Suurim reaktsiooni tolerants |  | Maximum reaction tolerance | manufacturing tolerance on maximum reaction at fender support. | IFC |  | MaxReactionTolerance
|  | KM300 | Suurim ohutu töökoormus |  | Maximum safe working load | maximum safe working load | EN 61537:2007 | N/m |  | EF016305
|  | KM305 | Suurim paindekindlus (z) |  | Maximum section modulus z | bending resistance about the zs axis at the point with maximum ys ordinate | IFC | m3 | MaximumSectionModulusZ
|  | KM310 | Suurim paindekindlus (y) |  | Maximum section modulus y | bending resistance about the ys axis at the point with maximum zs ordinate | IFC | m3 | MaximumSectionModulusY
|  | KM315 | Suurim sulguri jõudluse suurus |  | Maximum size of closer | maximum size of closer (building hardware) | EN 1154:1996 |  |  | EF012829 | 1;2;3;4;5;6;7
|  | KM320 | Sulguri suurim suurus (EN 1155) |  | Maximum size of closer (EN 1155) | maximum size of closer according to EN 1155 | EN 1155:1999 |  |  | EF012837
|  | KM325 | Sulguri suurim suurus (EN 1158) |  | Maximum size of closer (EN 1158) | maximum size of closer according to EN 1158 | EN 1158:1999 |  |  | EF012871
|  | KM350 | Suurim tõmbejõud (bituumenkate) |  | Maximum tensile force (bitumen sheets) | the largest value of tensile force occuring during testing | EN 12311-1:1999
|  | KM355 | Suurim tõmbejõud |  | Maximum tensile force | maximum tensile force | ETIM | N |  | EF000353
|  | KM360 | Suurim tõmbekoormus |  | Maximum tensile load | maximum tensile load | ETIM | N |  | EF021547
|  | KM365 | Suurim tõmbetugevus installeerimisel |  | Maximum tensile strength during installation | maximum tensile strength during installation | ETIM | kN |  | EF013801
|  | KM370 | Suurim näidatav moment |  | Maximum tightening torque | maximum tightening torque | ETIM | Nm |  | EF011415
|  | KM400 | Mehaaniline vastupidavus |  | Mechanical durability | structural property indicating the ability to retain mechanical properties | EN 12400:2003
|  | KM430 | Mehaaniline koormus |  | Mechanical load rating | mechanical load rating for this object; it is provided according to the national building code | IFC |  | MechanicalLoadRating
|  | KM490 | Vähim hoidejõud |  | Minimum holding force | minimum holding force | ETIM | N |  | EF007936
|  | KM540 | Vähim survetugevus (torud) |  | Minimum required strength (MRS) | value of σLPL, rounded to the next lower value of the R10 series when σLPL is below 10 MPa, or to the next lower value of the R20 series when σLPL is 10 MPa or greater (pipes) | EN 1555-1:2010
|  | KM570 | Vähim sulguri jõudluse suurus |  | Minimum size of closer | minimum size of closer (building hardware) | EN 1154:1996 |  |  | EF012828 | 1;2;3;4;5;6;7
|  | KM575 | Sulguri vähim suurus (EN 1155) |  | Minimum size of closer (EN 1155) | minimum size of closer according to EN 1155 | EN 1155:1999 |  |  | EF012836
|  | KM580 | Sulguri vähim suurus (EN 1158) |  | Minimum size of closer (EN 1158) | minimum size of closer according to EN 1158 | EN 1158:1999 |  |  | EF012870
|  | KM585 | Vähim paindekindlus (z) |  | Minimum section modulus z | bending resistance about the zs axis at the point with minimum ys ordinate | IFC | m3 | MinimumSectionModulusZ
|  | KM590 | Vähim paindekindlus (y) |  | Minimum section modulus y | bending resistance about the ys axis at the point with minimum zs ordinate | IFC | m3 | MinimumSectionModulusY
|  | KM620 | Vähim tõmbetugevus |  | Minimum tensile strength | a value that the manufacturer guarantees at least as a load capacity before a cable strap opens | EN IEC 62275:2019 | N |  | EF015259
|  | KM640 | Elastsusmoodul |  | Modulus of elasticity | modulus of elasticity | ETIM | N/mm² |  | EF026335
|  | KM650 | Pinnase reaktsioonimoodul |  | Modulus of subgrade reaction | the ratio of normal stress to the resulting subsidence | DIN 18134:2012;EVS 934:2016
|  | KM680 | Inertsimoment (z) |  | Moment of inertia z | moment of inertia about zs (second moment of area, about zs); for example measured in mm4 | IFC | m4 | MomentOfInertiaZ
|  | KM685 | Inertsimoment (y) |  | Moment of inertia y | moment of inertia about ys (second moment of area, about ys); for example measured in mm4 | IFC | m4 | MomentOfInertiaY | EF012513
|  | KM690 | Inertsimoment (yz) |  | Moment of inertia y z | moment of inertia about ys and zs (product moment of area); for example measured in mm4 | IFC | m4 | MomentOfInertiaYZ | EF012514
|  | KM700 | Vastupanumoment Wx |  | Moment of resistance Wx | moment of resistance Wx | ETIM | mm³ |  | EF012647
|  | KM705 | Vastupanumoment Wy |  | Moment of resistance Wy | moment of resistance Wy | ETIM | cm³ |  | EF012503
|  | KM710 | Vastupanumoment Wz |  | Moment of resistance Wz | moment of resistance Wz | ETIM | cm³ |  | EF012504
|  | KM730 | Pöördemoment |  | Moment of torque | moment of torque | ETIM | Nm |  | EF000357
|  | KM760 | Mördi rakendus |  | Mortar application | mortar application | EN 998-2:2016 |  |  | EF010451 | A Outside;B Inside;C Recording transformation;Other
| KN |  | Omadused, mis algavad tähega "N" (veeru "G" järgi) |  | Properties that start with letter "N" | terms (property names) are based on a given reference | CCI-EE
|  | KN100 | Löökide arv |  | N-value | blow count from standard penetration testing which correlates to other engineering properties of soils | EN ISO 22476-3:2005 |  | Nvalue
|  | KN500 | Nimimoment |  | Nominal torque | nominal torque | ETIM | Nm |  | EF025725
| KP |  | Omadused, mis algavad tähega "P" (veeru "G" järgi) |  | Properties that start with letter "P" | terms (property names) are based on a given reference | CCI-EE
|  | KP300 | Talitlusvõimsus |  | Operating power | operating power | ETIM | N |  | EF022402
|  | KP400 | Mehaanilised omadused tasapinnalt (postiivne) |  | Out of plane | mechanical properties with respect to out-of-plane load, i.e. bending about the weak axis | IFC |  | OutOfPlane |  | YoungModulus;YoungModulusMin;YoungModulusPerp;YoungModulusPerpMin;ShearModulus;ShearModulusMin;BendingStrength;TensileStrength;TensileStrengthPerp;CompStrength;CompStrengthPerp;RaisedCompStrengthPerp;ShearStrength;TorsionalStrength;ReferenceDepth;InstabilityFactors
|  | KP425 | Mehaanilised omadused tasapinnalt (negatiivne) |  | Out of plane negative | mechanical properties with respect to out-of-plane load i.e. for function as a plate; compression zone of unbalanced layups is stressed in tension | IFC |  | OutOfPlaneNegative |  | YoungModulusBending;YoungModulusTension;YoungModulusCompression;ShearModulus;BendingStrength;CompressiveStrength;TensileStrength;ShearStrength;BearingStrength;RaisedCompressiveStrength;ReferenceDepth
|  | KP550 | Lubatud netokoormus |  | Permitted net load | permitted net load | ETIM | N |  | EF006235
|  | KP560 | Lubatud vertikaalne koormus |  | Permitted vertical load | permitted vertical load | ETIM | N |  | EF024462
|  | KP650 | Plastilisuse tegur (z) |  | Plastic shape factor z | ratio of plastic versus elastic bending moment capacity about the section analysis axis zs; a dimensionless value | IFC |  | PlasticShapeFactorZ
|  | KP675 | Plastilisuse tegur (y) |  | Plastic shape factor y | ratio of plastic versus elastic bending moment capacity about the section analysis axis ys; a dimensionless value | IFC |  | PlasticShapeFactorY
|  | KP700 | Plastiline deformatsioon |  | Plastic strain | a measure of the permanent displacement, as in slip or twinning, which remains after the stress has been removed; currently applied to a strain of 0.2% proportional stress of the material | IFC |  | PlasticStrain
|  | KP825 | Punktkoormus |  | Point load capacity | maximum point load capacity | NATSPEC BIM
|  | KP835 | Punktkoormus 25x25 mm |  | Point load per 25x25 mm | point load per 25x25 mm | ETIM | N |  | EF008357
|  | KP850 | Poissoni tegur |  | Poisson's ratio | ratio of transverse contraction strain to longitudinal extension strain in the direction of stretching force | IFC |  | PoisonsRatio
|  | KP875 | Eelpingestatus |  | Pre tension aim | line force that the winch is set to maintain (minimum load) | IFC |  | PreTensionAim
|  | KP900 | Proportsionaalne koormus |  | Proportional stress | a measure of the proportional stress of the materiaI; describes the stress before the first plastic deformation occurs and is commonly measured at a deformation of 0.01% | IFC | Pa | ProportionalStress
|  | KP920 | Kaitse tahkete esemete sissepääsu eest (hülss) |  | Protection against ingress of solid objects (conduit) | protection against ingress of solid objects (conduit) | EN 61386-1:2008 |  |  |  | 3;4;5;6
|  | KP940 | Tõmbejõud |  | Pull-off force | pull-off force | ETIM | N |  | EF013409
|  | KP950 | Tõukejõud |  | Push force | push force | ETIM | N |  | EF005264
|  | KP950 | P-laine kiirus |  | Pwave velocity | p-wave velocity of a rock or soil | IFC | m/s | PwaveVelocity
| KR |  | Omadused, mis algavad tähega "R" (veeru "G" järgi) |  | Properties that start with letter "R" | terms (property names) are based on a given reference | CCI-EE
|  | KR100 | Suurendatud survetugevus (α=90°) |  | Raised comp strength perp | alternative value for compressive strength, α=90°, which may be used under material and code dependent conditions (e.g. if deformation is tolerable, or far from ends of the member); conditions should be stated in SELF\IfcProperty.Description | IFC | Pa | RaisedCompStrengthPerp
|  | KR125 | Suurendatud survetugevus |  | Raised compressive strength | alternative value for compressive strength which may be used under material and code dependent conditions (e.g. if deformation is tolerable, or far from ends of the member); conditions should be stated in SELF\IfcProperty.Description | IFC | Pa | RaisedCompressiveStrength
|  | KR270 | Reaktsioonijõud |  | Reaction force | reaction force | ETIM | kN |  | EF026183
|  | KR300 | Armatuuri nõtkusklass |  | Reinforcement ductility class | the ability of the structure or parts of it to sustain large deformations beyond the yield point without breaking | Eurocode 8 |  |  |  | Low;Medium;High
|  | KR325 | Tugevdusmeetod |  | Reinforcement method | Specifies the method used for reinforcing a concrete structure | CCS
|  | KR350 | Armatuuri tugevusklass |  | Reinforcement strength class | classification of the reinforcement strength in accordance with the concrete design code which is applied in the project; the reinforcing strength class often combines strength and ductility | IFC |  | ReinforcementStrengthClass
|  | KR370 | Koormuslang |  | Relaxations | measures of decrease in stress over long time intervals resulting from plastic flow; different relaxation values for different initial stress levels for a material may be given; it describes the time dependent relative relaxation value for a given initial stress level at constant strain; relating values are the "RelaxationValue"; related values are the "InitialStress" | IFC |  | Relaxations
|  | KR380 | Koormuse vabastamine |  | Release load | release load | ETIM | kN |  | EF026098
|  | KR400 | Survetugevus tõmbide eemaldamisel |  | Release strength | the minimum required compressive strength of the concrete when the tendon stress is released; this property applies to prestressed concrete elements only | IFC | Pa | ReleaseStrength
|  | KR420 | Vajalik lülitusjõud 80 mm läbimõõdu korral |  | Required switching force with 80 mm diameter | required switching force with 80 mm diameter | ETIM | N |  | EF009152
|  | KR430 | Jääktaane |  | Residual indentation | structural property that indicates the difference between the initial thickness and the thickness measured after removal of the load | EN ISO 24343-1:2012 | mm
|  | KR440 | Vastupidavus purunemisele |  | Resistance against break up | resistance against break up | ETIM | N |  | EF013454
|  | KR450 | Paindekindlus |  | Resistance to bending (conduit) | resistance to bending (conduit) | EN 61386-1:2008 |  |  |  | 1 Rigid;2 Pliable;3 Pliable/self-recovering;4 Flexible
|  | KR460 | Survetugevus |  | Resistance to compression (conduit) | resistance to compression (conduit) | EN 61386-1:2008 |  |  |  | 1 Very light;2 Light; 3 Medium; 4 Heavy; 5 Very heavy
|  | KR470 | Vastupanu kõva keha löögile |  | Resistance to hard body impact | structural property indicating the ability to withstand hard body impact | EN 1192:2000;EN 950 (2000) |  |  |  | Class 1;Class 2;Class 3;Class 4
|  | KR480 | Löögikindlus |  | Resistance to impact (conduit) | resistance to impact (conduit) | EN 61386-1:2008 |  |  |  | 1 Very light;2 Light; 3 Medium; 4 Heavy; 5 Very heavy
|  | KR520 | Vastupanu pehme ja raske keha löögile |  | Resistance to soft and heavy body impact | structural property indicating ability to withstand soft and heavy body impact | EN 1192:2000;EN 949:1999 |  |  |  | Class 1;Class 2;Class 3;Class 4
|  | KR530 | Vastupanu staatilisele väändele |  | Resistance to static torsion | structural property indicating the ability to withstand static torsion | EN 1192:2000;EN 948:2000 |  |  |  | Class 1;Class 2;Class 3;Class 4
|  | KR550 | Vastupidavus temperatuuri kõikumisele (ülemine) |  | Resistance to temperature change (high) | resistance to temperature change (high) for conduit | EN 61386-1:2008 |  |  |  | 1;2;3;4;5
|  | KR560 | Vastupidavus temperatuuri kõikumisele (alumine) |  | Resistance to temperature change (low) | resistance to temperature change (low) for conduit | EN 61386-1:2008 |  |  |  | 1;2;3;4;5;6;7
|  | KR580 | Vastupanu vertikaalkoormusele |  | Resistance to vertical load | structural property indicating ability to withstand vertical load | EN 1192:2000;EN 947:2001 |  |  |  | Class 1;Class 2;Class 3;Class 4
|  | KR600 | Taastuv elastsus |  | Return elasticity | return elasticity | ETIM | % |  | EF020953
|  | KR640 | Ringsurvele vastupidavuse klass (rõngasjäikus) |  | Ring stiffness class (SN) | numerical designation of the ring stiffness of the pipe or fitting which is a convenient round number, indicating the minimum required ring stiffness of the pipe or stiffness of the fitting | EN 1401-1:2019
|  | KR850 | Purunemisenergia |  | Rupture energy | structural property indicating ability to withstand impact | EN 14158:2004 | J
| KS |  | Omadused, mis algavad tähega "S" (veeru "G" järgi) |  | Properties that start with letter "S" | terms (property names) are based on a given reference | CCI-EE
|  | KS100 | Kruvi tõmbetugevus |  | Screw tensile strength | screw tensile strength | ETIM | N |  | EF010253
|  | KS200 | Sätitav jõud |  | Setting force | setting force | ETIM | N |  | EF021865
|  | KS300 | Nihkemoodul |  | Shear modulus | a measure of the shear modulus of elasticity of the material | IFC | N/m2 | ShearModulus
|  | KS325 | Vähim nihkemoodul |  | Shear modulus min | shear modulus, minimal value | IFC | N/m2 | ShearModulusMin
|  | KS345 | Nihketugevus (kinnitid) |  | Shear strength | shear strength | ETIM | N |  | EF026334
|  | KS350 | Nihketugevus (elastsed membraanid) |  | Shear strength (flexible sheets) | shear strength at maximum force, when testing the shear resistance | EN 13653:2017 | Pa | ShearStrength
|  | KS375 | Jõud laeva laadimisest |  | Ship loading | ship loading force | IFC |  | ShipLoading
|  | KS490 | Löögikindel |  | Shock resistant | proteced against mechanical impact | ETIM |  |  | EF000084
|  | KS550 | Summutustegur |  | Softness coefficient | vessel flexibility factor - proportion of impact energy absorbed by the hull | IFC |  | SoftnessCoefficient
|  | KS650 | Vedru jõud |  | Spring force | spring force | ETIM | N |  | EF025825
|  | KS700 | Jäikus |  | Stiffness | stiffness | ETIM | N/mm |  | EF026398
|  | KS730 | Deformatsioonimoodul |  | Strain modulus | parameter characterizing the deformability of the soil, obtained from the load-sinkage graph on the basis of the values of the first or repeated load cycle | DIN 18134:2012;EVS 934:2016
|  | KS750 | Tugevusklass |  | Strength class | structural property indicating strength class | IFC |  | StrengthClass
|  | KS775 | Tugevusaste |  | Strength grade | grade with respect to mechanical strength and stiffness | IFC |  | StrengthGrade
|  | KS800 | Betooni klass |  | Structural class | the structural class defined for the concrete structure (e.g. '1') | IFC |  | StructuralClass
|  | KS875 | Vastupidavus rippuvale koormusele |  | Suspended load capacity (conduit) | suspended load capacity (conduit) | EN 61386-1:2008 |  |  | EF001777 | 1 Very light;2 Light; 3 Medium; 4 Heavy; 5 Very heavy
|  | KS950 | S-laine kiirus |  | Swave velocity | s-wave velocity of a rock or soil | IFC | m/s | SwaveVelocity
| KT |  | Omadused, mis algavad tähega "T" (veeru "G" järgi) |  | Properties that start with letter "T" | terms (property names) are based on a given reference | CCI-EE
|  | KT100 | Puksiirkõie tugevus |  | Tail strength | breaking load of the tail (note that ultimate stress is not part of any of the material Psets) | IFC |  | TailStrength
|  | KT300 | Rebimisjõud |  | Tear strength | force required to tear a test specimen of a thin material | EN ISO 472:2013
|  | KT325 | Tõmbi lõtvus |  | Tendon relaxation | the maximum allowable relaxation of the tendon; this property applies to prestressed concrete elements only | IFC | %/1000 h | TendonRelaxation
|  | KT340 | Lõhestustõmbetugevus |  | Tensile splitting strength | tensile splitting strength of cylindrical test specimens of hardened concrete | EN 12390-6:2009
|  | KT350 | Tõmbetugevus |  | Tensile strength | the maximum stress that a material can withstand while being stretched or pulled before breaking | IFC | Pa | TensileStrength | EF002782
|  | KT355 | Tõmbetugevus (hülss) |  | Tensile strength (conduit) | tensile strength (conduit) | EN 61386-1:2008 |  |  |  | 1 Very light;2 Light; 3 Medium; 4 Heavy; 5 Very heavy
|  | KT375 | Tõmbetugevus (α=90°) |  | Tensile strength perp | tensile strength, α=90° | IFC | Pa | TensileStrengthPerp
|  | KT400 | Testkoormus |  | Test load | test load | ETIM | kN |  | EF026097
|  | KT475 | Paksusest sõltuv paisumine |  | Thickness swelling | swelling ratio relative to board depth | IFC |  | ThicknessSwelling
|  | KT495 | Tõukejõud |  | Thrust | thrust | ETIM | N |  | EF026155
|  | KT530 | Pöördemoment |  | Torque | indicates the maximum close-off torque for the actuator | IFC | N m | Torque | EF021864
|  | KT540 | Momendimootor |  | Torque motor | torque motor | ETIM | Nm |  | EF021727
|  | KT550 | Pöördemomendi vahemik |  | Torque range | torque range: minimum operational torque to maximum allowable torque | IFC | N m | TorqueRange
|  | KT560 | Ühepoolse toimega otsavedru moment |  | Torque single acting end spring | torque single acting end spring | ETIM | Nm |  | EF025137
|  | KT570 | Ühepoolse toimega käivitusõhu moment |  | Torque single acting start air | torque single acting start air | ETIM | Nm |  | EF025136
|  | KT580 | Momendi vedru |  | Torque spring | torque spring | ETIM | Nm |  | EF011100
|  | KT600 | Väändekindel |  | Torsion resistant | torsion resistant | ETIM |  |  | EF001687 | True;False
|  | KT610 | Väändekonstant (x) |  | Torsional constant x | torsional constant about x axis | IFC | m4 | TorsionalConstantX
|  | KT630 | Väändekindlus (x) |  | Torsional section modulus | torsional resistance (about xs) | IFC | m3 | TorsionalSectionModulus
|  | KT640 | Väändetugevus |  | Torsional strength | shear strength in torsion | IFC | Pa | TorsionalStrength
|  | KT740 | Survetugevus transportimisel |  | Transportation strength | the minimum required compressive strength of the concrete required for transportation | IFC | Pa | TransportationStrength
| KU |  | Omadused, mis algavad tähega "U" (veeru "G" järgi) |  | Properties that start with letter "U" | terms (property names) are based on a given reference | CCI-EE
|  | KU450 | Koormustaluvus |  | Ultimate strain | a measure of the (engineering) strain at the state of ultimate stress of the material | IFC |  | UltimateStrain
|  | KU475 | Tõmbepinge |  | Ultimate stress | a measure of the ultimate stress of the material | IFC | Pa | UltimateStress
|  | KU575 | Ühtlaselt jaotatud koormus |  | Uniformly distributed load | uniformly Distributed Load | IFC |  | UniformlyDistributedLoad
| KV |  | Omadused, mis algavad tähega "V" (veeru "G" järgi) |  | Properties that start with letter "V" | terms (property names) are based on a given reference | CCI-EE
|  | KV300 | Kiirusteguri energia |  | Velocity factor energy | deviation in energy absorption performance due to strain rate | IFC |  | VelocityFactorEnergy
|  | KV325 | Kiirusteguri reaktsioon |  | Velocity factor reaction | deviation in reaction due to strain rate | IFC |  | VelocityFactorReaction
|  | KV450 | Vibratsiooni ülekanduvus |  | Vibration transmissibility | the vibration transmissibility percentage | IFC |  | VibrationTransmissibility
| KW |  | Omadused, mis algavad tähega "W" (veeru "G" järgi) |  | Properties that start with letter "W" | terms (property names) are based on a given reference | CCI-EE
|  | KW100 | Väändekonstant |  | Warping constant | warping constant of the profile for torsional action | IFC | m6 | WarpingConstant
|  | KW150 | Lainekoormus |  | Wave loading | wave loading force | IFC |  | WaveLoading
|  | KW350 | Vintsi vastupanu |  | Winch break limit | line force at which the winch starts to release the line (maximum load) | IFC | N | WinchBreakLimit
|  | KW375 | Tuulekoormus |  | Wind load rating | wind load resistance rating for this object; it is provided according to the national building code | EN 12210:2016 | m/s | WindLoadRating
| KY |  | Omadused, mis algavad tähega "Y" (veeru "G" järgi) |  | Properties that start with letter "Y" | terms (property names) are based on a given reference | CCI-EE
|  | KY300 | Voolavuspiir |  | Yield stress | a measure of the yield stress (or characteristic 0.2 percent proof stress) of the material | IFC | Pa | YieldStress
|  | KY550 | Youngi moodul |  | Young modulus | a measure of the Young's modulus of elasticity of the material | IFC | N/m2 | YoungModulus
|  | KY552 | Youngi moodul (projekteeritud) |  | Young modulus (design) | a measure of the Young's modulus of elasticity of the material (design) | CCI-EE | N/m2
|  | KY560 | Youngi moodul (paindele) |  | Young modulus bending | defining values: α; defined values: elastic modulus in bending | IFC | N/m2 | YoungModulusBending
|  | KY570 | Youngi moodul (survele) |  | Young modulus compression | elastic modulus in compression | IFC | N/m2 | YoungModulusCompression
|  | KY580 | Youngi moodul (min) |  | Young modulus min | elastic modulus, minimal value, α=0° | IFC | N/m2 | YoungModulusMin
|  | KY590 | Youngi moodul (risti) |  | Young modulus perp | elastic modulus, mean value, α=90° | IFC | N/m2 | YoungModulusPerp
|  | KY600 | Youngi moodul (risti, min) |  | Young modulus perp min | elastic modulus, minimal value, α=90° | IFC | N/m2 | YoungModulusPerpMin
|  | KY610 | Youngi moodul (pingele) |  | Young modulus tension | defining values: α; defined values: elastic modulus in tension | IFC | N/m2 | YoungModulusTension
L? |  |  | Asukohaga ja positsiooniga seotud omadused |  | Location and position related properties | terms (properties) related to location and position | CCI-EE
| LA |  | Omadused, mis algavad tähega "A" (veeru "G" järgi) |  | Properties that start with letter "A" | terms (property names) are based on a given reference | CCI-EE
|  | LA150 | Maapealne |  | Above ground | indication whether this building storey is fully above ground (=True), or below ground (=False), or partially above and below ground (=Unknown) - as in sloped terrain | IFC |  | AboveGround |  | True;False;Unknown
|  | LA250 | Afiinne koordinaatsüsteem |  | Affine coordinate system | coordinate system in Euclidean space with straight axes that are not necessarily mutually perpendicular | EN ISO 19111:2020
|  | LA450 | Nurk |  | Angle | measuring property that indicates angle | ETIM | ° |  | EF008153
|  | LA455 | Nurk (vahemik) |  | Angle (range) | angle range | ETIM | ° |  | EF005434
|  | LA475 | Komponentide telgede vaheline nurk |  | Angle between component axes | the angle between the axes of each pair of components | IFC | m/m | AngleBetweenComponentAxes
|  | LA500 | Nurk esimese telje suhtes |  | Angle to first axis | the angle of rotation of the axis of the first component relative to the ‘West’ edge of the slab | IFC | m/m | AngleToFirstAxis
|  | LA650 | Asukoha number (teostatud) |  | As built location number | defines a unique location within a structure, the ‘slot’ into which the piece was installed; where pieces share the same piece mark, they can be interchanged; the value is only known after erection | IFC |  | AsBuiltLocationNumber
|  | LA950 | Asimuut |  | Azimuth | angle between a connecting direction and a line from the observer to a measuring point of interest in the same plane | ISO 7078:2020 | m/m | Azimuth
| LB |  | Omadused, mis algavad tähega "B" (veeru "G" järgi) |  | Properties that start with letter "B" | terms (property names) are based on a given reference | CCI-EE
|  | LB100 | Barütsentrilised koordinaadid |  | Barycentric coordinates | <coordinate geometry> point in a n-dimension coordinate system using n+1 numbers, in which the location of a point of an n-simplex (of any dimension) is specified by a weighted centre of mass of equal masses placed at its vertices using vector algebra of the used in the coordinate reference system | EN ISO 19107:2019
|  | LB125 | Kalde nurk (lõpus) |  | Batter at end | the angle, in radians, by which the formwork at the ending face of a piece is to be rotated from the vertical in order to compensate for the rotation of the face that will occur once the piece is stripped from its form, inducing camber due to eccentric prestressing | IFC | m/m | BatterAtEnd
|  | LB145 | Kalde nurk (alguses) |  | Batter at start | the angle, in radians, by which the formwork at the starting face of a piece is to be rotated from the vertical in order to compensate for the rotation of the face that will occur once the piece is stripped from its form, inducing camber due to eccentric prestressing | IFC | m/m | BatterAtStart
|  | LB200 | Kurss |  | Bearing | horizontal angle, tangent or direction at a point | EN ISO 19107:2019
|  | LB225 | Võrdlusmärk |  | Bench mark (BM) | mark whose height above (or below) a certain datum is known and from which the level of other points may be established | ISO 7078:2020
|  | LB250 | Painutusnurk |  | Bend angle | the change of direction of flow | IFC | ° | BendAngle | EF005431
|  | LB255 | Painutusnurk (vahemik) |  | Bend angle (range) | bend angle (range) | ETIM | ° |  | EF013749
|  | LB260 | Peakanali haru käänunurk |  | Bend angle of main duct branch | bend angle of main duct branch | ETIM | ° |  | EF020944
|  | LB275 | Sildumisnurk |  | Berthing angle | angle of approach for the vessel to the berth | IFC |  | BerthingAngle
|  | LB400 | Resti asendinurk |  | Blade position angle | blade position angle; angle between the blade and flow direction (0 - 90) | IFC |  | BladePositionAngle |  | [0;90]
|  | LB450 | Alumine paigutus |  | Bottom position | position property indicating the lower edge of the secondary system | CCI-EE
|  | LB500 | Alumine paigutus (absoluutne) |  | Bottom position, absolute | position property indicating the lower edge of the primary network | CCI-EE
|  | LB525 | Rajajoon (asukohta defineeriv) |  | Boundary | set that represents the limit of an entity; boundary is most commonly used in the context of geometry, where the set is a collection of points or a collection of objects that represent those points. In other arenas, the term is used metaphorically to describe the transition between an entity and the rest of its domain of discourse | EN ISO 19107:2019
| LC |  | Omadused, mis algavad tähega "C" (veeru "G" järgi) |  | Properties that start with letter "C" | terms (property names) are based on a given reference | CCI-EE
|  | LC100 | Descartes'i koordinaatsüsteem |  | Cartesian coordinate system | coordinate system in Euclidean space which gives the position of points relative to n mutually perpendicular straight axes all having the same unit of measure | EN ISO 19111:2020
|  | LC350 | Liitkoordinaatide referentssüsteem |  | Compound coordinate reference system | coordinate reference system using at least two independent coordinate reference systems | EN ISO 19111:2020
|  | LC375 | Ühendatud operatsioon |  | Concatenated operation | coordinate operation consisting of the sequential application of multiple coordinate operations | EN ISO 19111:2020
|  | LC400 | Vahelae tagune ruum |  | Concealed ceiling | indication whether this space is designed to have a concealed flooring space (=True) or not (=False); a concealed ceiling space is normally meant to be the space between a slab and a ceiling | IFC |  | ConcealedCeiling |  | True;False
|  | LC425 | Põrandalune ruum |  | Concealed flooring | indication whether this space is designed to have a concealed flooring space (=True) or not (=False); a concealed flooring space is normally meant to be the space beneath a raised floor | IFC |  | ConcealedFlooring |  | True;False
|  | LC450 | Ühenduse suund |  | Connecting direction | reference direction; known oriented direction from one known point towards another known point in a higher order system, or a system of the same order used for the transfer of a direction
|  | LC465 | Kontuuri mõõt |  | Contour value | value of the elevation of the contour above or below a reference plane | IFC | m | ContourValue
|  | LC475 | Kontrollpunkt |  | Control point | measuring point for a site survey derived from the higher order system established by the control survey | ISO 7078:2020
|  | LC500 | Koordinaat |  | Coordinate | one of a sequence of numbers designating the position of a point | EN ISO 19111:2020
|  | LC502 | Koordinaat (x) |  | Corodinate (x) | designating the position of a point in terms of an x value
|  | LC504 | Koordinaat (y) |  | Corodinate (y) | designating the position of a point in terms of an y value
|  | LC506 | Koordinaat (z) |  | Corodinate (z) | designating the position of a point in terms of an z value
|  | LC508 | Koordinaat (2D) |  | Coordinate (2D) | designating the position of a point in terms of 2D space
|  | LC510 | Koordinaat (3D) |  | Coordinate (3D) | designating the position of a point in terms of 3D space
|  | LC520 | Lõpp-punkti koordinaat |  | Coordinate (end) | sequence of numbers designating the position of a ending point | CCI-EE
|  | LC540 | Alguspunkti koordinaat |  | Coordinate (start) | sequence of numbers designating the position of a starting point | CCI-EE
|  | LC560 | Koordinaatide teisendus (sama daatum) |  | Coordinate conversion | coordinate operation that changes coordinates in a source coordinate reference system to coordinates in a target coordinate reference system in which both coordinate reference systems are based on the same datum | EN ISO 19111:2020
|  | LC580 | Koordinaatide epohh |  | Coordinate epoch | epoch to which coordinates in a dynamic coordinate reference system are referenced | EN ISO 19111:2020
|  | LC600 | Koordinaatide operatsioon |  | Coordinate operation | process using a mathematical model, based on a one-to-one relationship, that changes coordinates in a source coordinate reference system to coordinates in a target coordinate reference system, or that changes coordinates at a source coordinate epoch to coordinates at a target coordinate epoch within the same coordinate reference system | EN ISO 19111:2020
|  | LC620 | Koordinaatide võrdlussüsteem |  | Coordinate reference system | coordinate system that is related to an object by a datum | EN ISO 19111:2020
|  | LC640 | Koordinaatide komplekt |  | Coordinate set | collection of coordinate tuples referenced to the same coordinate reference system and if that coordinate reference system is dynamic also to the same coordinate epoch | EN ISO 19111:2020
|  | LC660 | Koordinaatsüsteem |  | Coordinate system | set of mathematical rules for specifying how coordinates are to be assigned to points | EN ISO 19111:2020
|  | LC680 | Koordinaatide teisendus (erinev daatum) |  | Coordinate transformation | coordinate operation that changes coordinates in a source coordinate reference system to coordinates in a target coordinate reference system in which the source and target coordinate reference systems are based on different datums | EN ISO 19111:2020
|  | LC700 | Koordinaatide rühm |  | Coordinate tuple | tuple composed of coordinates; the number of coordinates in the coordinate tuple equals the dimension of the coordinate system; the order of coordinates in the coordinate tuple is identical to the order of the axes of the coordinate system | EN ISO 19111:2020
|  | LC800 | Loenduri kalle |  | Counter slope | sloping angle of the object, measured perpendicular to the slope - relative to horizontal (0.0 degrees) | IFC | m/m | CounterSlope
|  | LC825 | Liidestuse tüüp |  | Coupling type | defines the type coupling on the inlet of the breeching inlet | IFC |  | CouplingType |  | Instantaneous female;Instantaneous male;Other;Userdefined;Notdefined
|  | LC850 | Ristkalle |  | Crossfall | specifies the nominal crossfall as a ratio measure (slope) at the location of the event | IFC |  | Crossfall
|  | LC900 | Tsükliline rada |  | Cyclic path | represents the time:angle table of the kinematic behaviour | IFC |  | CyclicPath
|  | LC925 | Silindriline koordinaatsüsteem |  | Cylindrical coordinate system | three-dimensional coordinate system in Euclidean space in which position is specified by two linear coordinates and one angular coordinate | EN ISO 19111:2020
| LD |  | Omadused, mis algavad tähega "D" (veeru "G" järgi) |  | Properties that start with letter "D" | terms (property names) are based on a given reference | CCI-EE
|  | LD100 | Seadeasend |  | Damper position | damper position (0-1); damper position ( 0=closed=90deg position angle, 1=open=0deg position angle | IFC |  | DamperPosition |  | [0;1]
|  | LD125 | Daatum |  | Datum | reference frame; parameter or set of parameters that realize the position of the origin, the scale, and the orientation of a coordinate system | EN ISO 19111:2020
|  | LD150 | Daatumi ansambel |  | Datum ensemble | group of multiple realizations of the same terrestrial or vertical reference system that, for approximate spatial referencing purposes, are not significantly different | EN ISO 19111:2020
|  | LD250 | Tuletatud koordinaatide referentssüsteem |  | Derived coordinate reference system | coordinate reference system that is defined through the application of a specified coordinate conversion to the coordinates within a previously established coordinate reference system | EN ISO 19111:2020
|  | LD275 | Asukoha number (projektijärgne) |  | Design location number | defines a unique location within a structure, the ‘slot’ for which the piece was designed | IFC |  | DesignLocationNumber
|  | LD425 | Diferentsiaalne GPS |  | Differential GPS | GNSS application using only observations from GPS (Navistar satellite system) and additional reference point or reference network GPS observations | ISO 7078:2020
|  | LD450 | Diferentsiaalne GNSS |  | Differential GNSS | processing application within mobile GNSS receivers, using difference techniques of GNSS observations and additional reference point or reference network GNSS observations | ISO 7078:2020
|  | LD475 | Suund |  | Direction | the direction the object is facing indicated by using abbreviations for corners of the World | IFC | m/m | Direction
|  | LD500 | Edastamise asend |  | Discharge position | centrifugal fan discharge position | IFC |  | DischargePosition |  | Top horizontal;Top angular down;Top angular up;Down blast;Bottom angular down;Bottom horizontal;Bottom angular up;Upblast;Other;Not known;Unset
|  | LD525 | Ümberpaigutatud |  | Displacement accomodated | a list of exactly three boelean values representing an accomodated displacement (=True) or no displacement (=False) on the corresponding axis where the first value represents axis X, second value axis Y and third value axis Z | IFC |  | DisplacementAccomodated |  | True;False
|  | LD900 | Dünaamiline koordinaatide referentssüsteem |  | Dynamic coordinate reference system | coordinate reference system that has a dynamic reference frame | EN ISO 19111:2020
|  | LD920 | Dünaamiline võrdlusraamistik |  | Dynamic reference frame | dynamic datum; reference frame in which the defining parameters include time evolution | EN ISO 19111:2020
| LE |  | Omadused, mis algavad tähega "E" (veeru "G" järgi) |  | Properties that start with letter "E" | terms (property names) are based on a given reference | CCI-EE
|  | LE100 | Idasuund |  | Easting (E) | distance in a coordinate system, eastwards (positive) or westwards (negative) from a north-south reference line | EN ISO 19111:2020
|  | LE300 | Kõrgus |  | Elevation | elevation of the entity | IFC |  | Elevation
|  | LE304 | Projekteeritud kõrgusmärk |  | Elevation (design) | elevation of the entity (design) | CCI-EE
|  | LE306 | Kõrgustasapinna tüüp |  | Elevation level type | type of the elevation reference (sea level, centre line, top of the surface, bottom of the surface etc.) | CCI-EE
|  | LE308 | Tegelik kõrgusmärk |  | Elevation (real) | elevation of the entity (real) | CCI-EE
|  | LE325 | Ellipsoid |  | Ellipsoid | reference ellipsoid; <geodesy> geometric reference surface embedded in 3D Euclidean space formed by an ellipse that is rotated about a main axis | EN ISO 19111:2020
|  | LE350 | Ellipsoidne koordinaatsüsteem |  | Ellipsoidal coordinate system | geodetic coordinate system; coordinate system in which position is specified by geodetic latitude, geodetic longitude and (in the three-dimensional case) ellipsoidal height | EN ISO 19111:2020
|  | LE375 | Ellipsoidi kõrgus (geodeetiline kõrgus) |  | Ellipsoidal height (h) | geodetic height (h); distance of a point from the reference ellipsoid along the perpendicular from the reference ellipsoid to this point, positive if upwards or outside of the reference ellipsoid | EN ISO 19111:2020
|  | LE460 | Lõppkõrgus |  | End elevation | elevation of the end point relative to the mean sea level | IFC |  | EndElevation
|  | LE475 | Lõppsõlm |  | End node | <topology> node in the boundary of an edge that corresponds to the end point of that edge | EN ISO 19107:2019
|  | LE500 | Lõpp-punkt |  | End point | <geometry, topology> last point of a curve | EN ISO 19107:2019
|  | LE525 | Tehniline koordinaatide referentssüsteem |  | Engineering coordinate reference system | coordinate reference system based on an engineering datum | EN ISO 19111:2020
|  | LE550 | Tehniline daatum (lokaalne daatum) |  | Engineering datum | local datum; datum describing the relationship of a coordinate system to a local reference; engineering datum excludes both geodetic and vertical reference frames | EN ISO 19111:2020
|  | LE575 | Sissepääsu korrus |  | Entrance level | indication whether this building storey is an entrance level to the building (=True), or (=False) if otherwise | IFC |  | EntranceLevel |  | True;False
|  | LE675 | Epohh |  | Epoch | <geodesy> point in time; an epoch is expressed in the Gregorian calendar as a decimal year | EN ISO 19111:2020
| LF |  | Omadused, mis algavad tähega "F" (veeru "G" järgi) |  | Properties that start with letter "F" | terms (property names) are based on a given reference | CCI-EE
|  | LF400 | Tasandamine |  | Flattening (f) | ratio of the difference between the semi-major axis (a) and semi-minor axis (b) of an ellipsoid to the semi-major axis: f = (a – b)/a | EN ISO 19111:2020
|  | LF550 | Raamistiku referents-epohh |  | Frame reference epoch | epoch of coordinates that define a dynamic reference frame | EN ISO 19111:2020
|  | LF575 | Valitud punkt |  | Free station point | position of the theodolite when using the resection method | ISO 7078:2020
|  | LF600 | Hõõrdenurk |  | Friction angle | the tested inclination angle from horizontal | IFC | m/m | FrictionAngle
| LG |  | Omadused, mis algavad tähega "G" (veeru "G" järgi) |  | Properties that start with letter "G" | terms (property names) are based on a given reference | CCI-EE
|  | LG150 | Geotsentriline laiuskraad |  | Geocentric latitude | angle from the equatorial plane to the direction from the centre of an ellipsoid through a given point, northwards treated as positive | EN ISO 19111:2020
|  | LG170 | Geodeetiliste koordinaatide referentssüsteem |  | Geodetic coordinate reference system | three-dimensional coordinate reference system based on a geodetic reference frame and having either a three-dimensional Cartesian or a spherical coordinate system | EN ISO 19111:2020
|  | LG190 | Geodeetiline koordinaatsüsteem |  | Geodetic coordinate system | coordinate system in which position is specified by geodetic latitude, geodetic longitude and (in the three-dimensional case) ellipsoidal height | ISO 7078:2020
|  | LG210 | Geodeetiline lähtepunkt |  | Geodetic datum | datum describing the relationship of a two- or three-dimensional coordinate system to the Earth | ISO 19130:2018
|  | LG230 | Geodeetiline laiuskraad (φ) |  | Geodetic latitude (φ) | ellipsoidal latitude (φ); angle from the equatorial plane to the perpendicular to the ellipsoid through a given point, northwards treated as positive | EN ISO 19111:2020
|  | LG250 | Geodeetiline pikkuskraad (λ) |  | Geodetic longitude (λ) | ellipsoidal longitude (λ); angle from the prime meridian plane to the meridian plane of a given point, eastward treated as positive | EN ISO 19111:2020
|  | LG270 | Geodeetiline referents-raamistik |  | Geodetic reference frame | reference frame or datum describing the relationship of a two- or three-dimensional coordinate system to the Earth | EN ISO 19111:2020
|  | LG290 | Geograafiliste koordinaatide võrdlussüsteem |  | Geographic coordinate reference system | coordinate reference system that has a geodetic reference frame and an ellipsoidal coordinate system | EN ISO 19111:2020
|  | LG310 | Geograafilised koordinaadid |  | Geographic coordinates | angular coordinates (angular distances) expressed as latitude and longitude to define a point on the surface of the earth with reference to the equator and the meridian of Greenwich | ISO 7078:2020
|  | LG330 | Geograafiline identifikaator |  | Geographic identifier | spatial reference in the form of a label or code that identifies a location; “Spain” is an example of a label (country name); “SW1P 3AD” is an example of a code (postcode) | EN ISO 19112:2019
|  | LG350 | Geoid |  | Geoid | equipotential surface of the Earth’s gravity field which is perpendicular to the direction of gravity and which best fits mean sea level either locally, regionally or globally | EN ISO 19111:2020
|  | LG370 | Geograafiline informatsioon |  | Geolocation information | information used to determine geographic location corresponding to image location | EN ISO 19115-2:2019
|  | LG390 | Georektifitseeritud |  | Georectified | corrected for positional displacement with respect to the surface of the Earth | EN ISO 19115-2:2019
|  | LG410 | Georeferents |  | Georeferencing | geopositioning an object using a Correspondence Model derived from a set of points for which both ground and image coordinates are known | EN ISO 19115-2:2019
|  | LG520 | GIS tähis |  | GIS tag | GIS tracker ID | NATSPEC BIM
|  | LG620 | GNSS-süsteem |  | GNSS system | global navigation satellite system; system that comprises several networks of satellites that transmit radio signals containing time and distance data that can be picked up by a receiver, allowing the user to identify the location of the receiver anywhere around the world | ISO 7078:2020
|  | LG720 | GPS-asukoht |  | GPS position | GPS location in form of Latitude, Longitude (decimal degrees) | NATSPEC BIM
|  | LG740 | GPS tähis |  | GPS tag | GPS tracker ID | NATSPEC BIM
|  | LG770 | Toru kalle |  | Gradient | the gradient of the pipe segment | IFC |  | Gradient
|  | LG800 | Võrgustik |  | Grid | network composed of two or more sets of curves in which the members of each set intersect the members of the other sets in an algorithmic way
|  | LG820 | Võrgustiku koordinaatsüsteem |  | Grid coordinate system | coordinate system in which a position is specified relative to the intersection of curves | EN ISO 19115-2:2019
|  | LG840 | Võrgustiku koordinaadid |  | Grid coordinates | sequence of two or more numbers specifying a position with respect to its location on a grid | EN ISO 19115-2:2019
|  | LG860 | Ruudustatud andmed |  | Gridded data | data whose attribute values are associated with positions on a grid coordinate system | EN ISO 19115-2:2019
|  | LG880 | Kontrollpunkt (GCP) |  | Ground control point (GCP) | point on the earth that has an accurately known geographic position | EN ISO 19115-2:2019
|  | LG900 | Maapinna võrdluspunkt (GRP) |  | Ground reference point (GRP) | 3D position of a reference point on the ground for a given synthetic aperture | ISO 19130-1:2018
|  | LG920 | Valimi kogumise vahemaa |  | Ground sampling distance | linear distance between pixel centres on the ground | ISO 19130-1:2018
| LH |  | Omadused, mis algavad tähega "H" (veeru "G" järgi) |  | Properties that start with letter "H" | terms (property names) are based on a given reference | CCI-EE
|  | LH075 | Visuaalne kontakt silmapiiriga (asustus) |  | Has a view of city/landscape | the property of building-fabric-related aspects of the characteristics of visual comfort to determine the outside world layer of city/landscape | EN 16309:2014 |  |  |  | True;False
|  | LH095 | Visuaalne kontakt maapinnaga |  | Has a view of ground | the property of building-fabric-related aspects of the characteristics of visual comfort to determine the outside world layer of ground | EN 16309:2014 |  |  |  | True;False
|  | LH115 | Visuaalne kontakt taevapiiriga |  | Has a view of sky | the property of building-fabric-related aspects of the characteristics of visual comfort to determine the outside world layer of sky | EN 16309:2014 |  |  |  | True;False
|  | LH135 | Visuaalne kontakt väliskeskkonnaga |  | Has visual connection (outside world) | the property of building-fabric-related aspects of the characteristics of visual comfort to determine the outside world layer | EN 16309:2014 |  |  |  | True;False
|  | LH450 | Horisontaalne nurk |  | Horizontal angle | angle between two convergent lines in a horizontal plane | ISO 7078:2020
| LJ |  | Omadused, mis algavad tähega "I"/"J" (veeru "G" järgi) |  | Properties that start with letter "I"/"J" | terms (property names) are based on a given reference | CCI-EE
|  | LJ250 | Kujutise koordinaatide võrdlussüsteem |  | Image coordinate reference system | coordinate reference system based on an image datum | ISO 19130-1:2018
|  | LJ270 | Pildi tugipunkt |  | Image datum | engineering datum which defines the relationship of a coordinate system to an image | ISO 19130-1:2018
|  | LJ290 | Pildi moonutus |  | Image distortion | deviation between the actual location of an image point and the location that theoretically would result from the geometry of the imaging process without any errors | ISO 19130-1:2018
|  | LJ310 | Pildi abil tuvastatav maapealne kontrollpunkt |  | Image-identifiable ground control point | ground control point associated with a marker or other object on the ground that can be recognized in an image | ISO 19130-1:2018
|  | LJ330 | Pildi tasapind |  | Image plane | plane behind an imaging lens where images of objects within the depth of field of the lens are in focus | ISO 19130-1:2018
|  | LJ350 | Pildi punkt |  | Image point | point on the image that uniquely represents an object point | ISO 19130-1:2018
|  | LJ400 | Langev nurk |  | Incident angle | vertical angle between the line from the detected element to the sensor and the local surface normal (tangent plane normal) | ISO 19130-1:2018
|  | LJ410 | Sissevool (projektne) |  | Inlet elevation | inlet elevation from a reference | CCI-EE
|  | LJ412 | Sissevool (tegelik) |  | Inlet elevation (real) | inlet elevation from a reference as measured on-site | CCI-EE
|  | LJ420 | Mõõtmisasukoht |  | Instrument station | point at which a measuring instrument is set up | ISO 7078:2020
|  | LJ440 | Sisemine koordinaatide referentssüsteem |  | Internal coordinate reference system | coordinate reference system (3.12) having a datum (3.17) specified with reference to the object itself | ISO 19130-1:2018
|  | LJ460 | Põhja kõrgus |  | Invert elevation | the invert elevation relative to the datum established for the project | IFC | m | InvertElevation
|  | LJ720 | Ristmiku vasak nurk |  | Junction left angle | the change of direction of flow for the left junction | IFC |  | JunctionLeftAngle
|  | LJ740 | Ristmiku parem nurk |  | Junction right angle | the change of direction of flow for the right junction where 0 indicates straight segment | IFC |  | JunctionRightAngle
| LL |  | Omadused, mis algavad tähega "L" (veeru "G" järgi) |  | Properties that start with letter "L" | terms (property names) are based on a given reference | CCI-EE
|  | LL180 | Tasapind |  | Level | value of the vertical dimension of a point above or below a defined reference | ISO 6707-1:2020
|  | LL380 | Lineaarne koordinaatsüsteem |  | Linear coordinate system | one-dimensional coordinate system in which a linear feature forms the axis | EN ISO 19111:2020
|  | LL410 | Liikumisteekond |  | Linear path | represents the time:distance table of the kinematic behaviour | IFC |  | LinearPath
|  | LL480 | Asukoht |  | Location | particular place or position; a location identifies a geographic place | EN ISO 19112:2019
|  | LL500 | Asukoht (hajuti) |  | Location (diffuser) | location (a single type of diffuser can be used for multiple locations); high means close to ceiling | IFC |  | Location |  | Side wall high;Side wall low;Ceiling perimeter;Ceiling interior;Floor;Sill;Other;Not known;Unset
|  | LL520 | Asukoht1 (globaalne) |  | Location1 global | global x,y,z coordinates of the point in which Thickness1 is given | IFC | m | Location1Global
|  | LL540 | Asukoht1 (lokaalne) |  | Location1 local | local x,y coordinates of the point in which Thickness1 is given | IFC | m | Location1Local
|  | LL560 | Asukoht2 (globaalne) |  | Location2 global | global x,y,z coordinates of the point in which Thickness2 is given | IFC | m | Location2Global
|  | LL580 | Asukoht2 (lokaalne) |  | Location2 local | local x,y coordinates of the point in which Thickness2 is given | IFC | m | Location2Local
|  | LL600 | Asukoht3 (globaalne) |  | Location3 global | global x,y,z coordinates of the point in which Thickness3 is given | IFC | m | Location3Global
|  | LL620 | Asukoht3 (lokaalne) |  | Location3 local | local x,y coordinates of the point in which Thickness3 is given | IFC | m | Location3Local
|  | LL640 | Asukoha võrgustik |  | Location grid | grid that indicates the legal position of boundaries, axes of streets, and serves similar purposes | ISO 7078:2020
|  | LL720 | LRM piirang |  | LRM constraint | allows for the specification of constraints imposed by linear referencing method (LRM) | EN ISO 19148:2021 |  | LRMConstraint
|  | LL740 | LRM nimetus |  | LRM name | gives the name of linear referencing method (LRM), such as “kilometre-point” | IFC |  | LRMName
|  | LL760 | LRM tüüp |  | LRM type | gives the type of linear referencing method (LRM) | IFC |  | LRMType |  | LRM_ABSOLUTE;LRM_RELATIVE;LRM_INTERPOLATIVE;LRM_USERDEFINED
|  | LL780 | LRM ühik |  | LRM unit | specifies the units of measure used by linear referencing method (LRM) for measures along the linear element being measured | IFC |  | LRMUnit
| LM |  | Omadused, mis algavad tähega "M" (veeru "G" järgi) |  | Properties that start with letter "M" | terms (property names) are based on a given reference | CCI-EE
|  | LM100 | Kaardi projektsioon |  | Map projection | coordinate conversion from an ellipsoidal coordinate system to a plane | EN ISO 19111:2020
|  | LM125 | Etalonmärk |  | Master bench mark | <site> bench mark whose datum is obtained from a public survey | ISO 7078:2020
|  | LM150 | Suurim kai nurk |  | Maximum line slope | maximum allowable line angle in degrees (negative if below horizontal from quay) | IFC | m/m | MaximumLineSlope
|  | LM275 | Keskmine meretase (MSL) |  | Mean sea level (MSL) | <geodesy> average level of the surface of the sea over all stages of tide and seasonal variations | EN ISO 19111:2020
|  | LM300 | Mõõtmissuund |  | Measuring direction | horizontal angle between a survey line and an arbitrary reference line | ISO 7078:2020
|  | LM325 | Meridiaan |  | Meridian | intersection of an ellipsoid by a plane containing the shortest axis of the ellipsoid | EN ISO 19111:2020
|  | LM450 | Vähim kai nurk |  | Minumum line slope | minimum allowable line angle in degrees (negative if below horizontal from quay) | IFC | m/m | MinumumLineSlope
|  | LM550 | Sanitaartehnika paigaldusmeetod |  | Mounting (sanitary) | selection of the form of mounting from the enumerated list of mountings | IFC |  | Mounting |  | Back to wall;Pedestal;Countertop;Wall hung;Other;Not known;Unset
|  | LM575 | Paigaldusviis |  | Mounting method | type of fixation to external part or structure | IFC |  | MountingMethod | EF000003
|  | LM600 | Paigalduse tüüp |  | Mounting type | method of mounting to be adopted for the type of component | IFC |  | MountingType | EF001664
|  | LM625 | Liikumissuund |  | Moving direction | direction of movement which something is referring (e.g. forward, opposite) | CCI-EE
| LN |  | Omadused, mis algavad tähega "N" (veeru "G" järgi) |  | Properties that start with letter "N" | terms (property names) are based on a given reference | CCI-EE
|  | LN100 | Nadiri nurk |  | Nadir angle | vertical angle measured from the vertical below the observation point | ISO 7078:2020
|  | LN250 | Uus punkt |  | New point | measuring point whose position is to be determined or set out | ISO 7078:2020
|  | LN550 | Põhjasuund |  | Northing (N) | distance in a coordinate system, northwards (positive) or southwards (negative) from an east-west reference line | EN ISO 19111:2020
| LP |  | Omadused, mis algavad tähega "P" (veeru "G" järgi) |  | Properties that start with letter "P" | terms (property names) are based on a given reference | CCI-EE
|  | LP250 | Paigutus |  | Orientation | the intended orientation for the damper as specified by the manufacturer | IFC |  | Orientation |  | Vertical;Horizontal;Vertical or horizontal;Other;Not known;Unset
|  | LP275 | Orienteeritud suund |  | Oriented direction | measuring direction whose reference line is parallel with the N-axis of a coordinate system | ISO 7078:2020
|  | LP350 | Väljundi nurk |  | Outlet angle | outlet angle (e.g. manholes, drains) | ETIM | ° |  | EF011536
|  | LP352 | Väljundi nurk (vahemik) |  | Outlet angle (range) | outlet angle (range) | ETIM | ° |  | EF015312
|  | LP370 | Väljavoolu kõrgus (projektne) |  | Outlet elevation | outlet elevation from the given reference | CCI-EE
|  | LP372 | Väljavoolu kõrgus (tegelik) |  | Outlet elevation (real) | outlet elevation from the given reference as measured on site | CCI-EE
|  | LP400 | Paigutusviis |  | Pan mounting | the property enumeration Pset_SanitaryMountingEnum defines the forms of mounting or fixing of the sanitary terminal that may be specified within property sets used to define sanitary terminals (WC’s, basins, sinks, etc.) | IFC |  | PanMounting |  | Back to wall;Pedestal;Countertop;Wall hung;Other;Not known;Unset
|  | LP425 | Parameetri referents-epohh |  | Parameter reference epoch | epoch at which the parameter values of a time-dependent coordinate transformation are valid | EN ISO 19111:2020
|  | LP445 | Parameetriliste koordinaatide referentssüsteem |  | Parametric coordinate reference system | coordinate reference system based on a parametric datum | EN ISO 19111:2020
|  | LP465 | Parameetriline koordinaatsüsteem |  | Parametric coordinate system | one-dimensional coordinate system where the axis units are parameter values which are not inherently spatial | EN ISO 19111:2020
|  | LP485 | Parameetriline daatum |  | Parametric datum | datum describing the relationship of a parametric coordinate system to an object | EN ISO 19111:2020
|  | LP575 | Püsipunkt |  | Permanent point | permanent mark; monument, US; measuring point of a permanent character, whose co-ordinates have been determined and which can thereafter be used as a reference point for other measurements | ISO 7078:2020
|  | LP625 | Toruühendus |  | Pipe connection | the manner in which the pipe connection is made to the cooled beam | IFC |  | PipeConnection |  | Straight;Right;Left;Top;Other;Not known;Unset
|  | LP645 | Kaldnurk |  | Pitch angle | angle of the slab to the horizontal when used as a component for the roof (specified as 0 degrees or not asserted for cases where the slab is not used as a roof component) | NATSPEC BIM | m | PitchAngle
|  | LP700 | Paigutuse tüüp |  | Placement type | indicates the placement of a component |  |  | PlacementType
|  | LP720 | Paigutamise tüüp |  | Placing type | location at which the type of junction box can be located | IFC |  | PlacingType |  | Ceiling;Floor;Wall;Other;Not known;Unset
|  | LP780 | Punkti liikumise operatsioon |  | Point motion operation | coordinate operation that changes coordinates within one coordinate reference system due to the motion of the point | EN ISO 19111:2020
|  | LP800 | Polaarkoordinaatide süsteem |  | Polar coordinate system | two-dimensional coordinate system in Euclidean space in which position is specified by one distance coordinate and one angular coordinate | EN ISO 19111:2020
|  | LP820 | Positsioon |  | Position | indicates position of the actuator over time where 0.0 is fully closed and 1.0 is fully open | IFC |  | Position |  | [0;1]
|  | LP840 | Paigutuse punkt |  | Position point | measuring point which marks the position or the level of a certain detail | ISO 7078:2020
|  | LP880 | Valitsev tuule suund |  | Prevailing wind direction | the prevailing wind angle direction measured from True North (0 degrees) in a clockwise direction | IFC | m/m | PrevailingWindDirection
|  | LP900 | Algmeridiaan |  | Prime meridian | meridian from which the longitudes of other meridians are quantified | EN ISO 19111:2020
|  | LP920 | Põhipunkt |  | Primary point | permanent point in a primary system | ISO 7078:2020
|  | LP940 | Projekteeritud koordinaatide referentssüsteem |  | Projected coordinate reference system | coordinate reference system derived from a geographic coordinate reference system by applying a map projection | EN ISO 19111:2020
| LR |  | Omadused, mis algavad tähega "R" (veeru "G" järgi) |  | Properties that start with letter "R" | terms (property names) are based on a given reference | CCI-EE
|  | LR100 | Pöördeulatus |  | Range angle | indicates the maximum rotation the actuator must traverse | IFC | m/m | RangeAngle
|  | LR225 | Reaalaja kinemaatilise positsioneerimise võimekus |  | Real-time kinematic positioning | approach for a precise global positioning system, enabling the determination of a range signal that can be resolved to a precision of less than 10 cm | ISO 7078:2020
|  | LR250 | Parandatud võrk |  | Rectified grid | grid for which there is an affine transformation between the grid coordinates and the coordinates of an external coordinate reference system | ISO 19130-1:2018
|  | LR275 | Nõutav kalle |  | Required slope | required sloping angle of the object - relative to horizontal (0.0 degrees) | IFC | m/m | RequiredSlope
|  | LR550 | Pööratavus |  | Rotation accomodated | a list of exactly three boelean values representing an accomodated rotation (=True) or no rotation (=False) about the corresponding axis where the first value represents axis X, second value axis Y and third value axis Z | IFC |  | RotationAccomodated |  | True;False
| LS |  | Omadused, mis algavad tähega "S" (veeru "G" järgi) |  | Properties that start with letter "S" | terms (property names) are based on a given reference | CCI-EE
|  | LS125 | Sekundaarne punkt |  | Secondary point | permanent point in a secondary system from which base lines are established for setting out of position points
|  | LS175 | Isesulguv |  | Self closing | indication whether this object is designed to close automatically after use | IFC |  | SelfClosing |  | True;False
|  | LS195 | Poolpeatelg (a) |  | Semi-major axis (a) | semi-diameter of the longest axis of an ellipsoid | EN ISO 19111:2020
|  | LS215 | Poolminoortelg (b) |  | Semi-minor axis (b) | semi-diameter of the shortest axis of an ellipsoid | EN ISO 19111:2020
|  | LS235 | Seadpuntki määramine |  | Set point | indicates the setpoint | IFC |  | SetPoint
|  | LS255 | Seadepunkti kontakt |  | Set point contact | the contact value to be sensed; use IfcPropertyBoundedValue.SetPointValue to set the set point value | IFC |  | SetPointContact
|  | LS275 | Seadepunkti liikuvus |  | Set point movement | the movement to be sensed | IFC |  | SetPointMovement
|  | LS350 | Viraaži paiknemine |  | Side | specifies if the superelevation is measured to the RIGHT or to the LEFT of the curve referenced by the placement, or if the same value is applied to BOTH sides | IFC |  | Side |  | Left;Right;Both
|  | LS370 | Kohapealne võrgustik |  | Site grid | grid that facilitates setting out on sites | ISO 7078:2020
|  | LS390 | Kalle |  | Slope | slope relative to the horizontal | IFC | m/m | Slope | EF010342
|  | LS425 | Ruumiviide |  | Spatial reference | description of position in the real world; this may take the form of a label, code or coordinate tuple | EN ISO 19111:2020
|  | LS445 | Ruumiparameetriliste koordinaatide referentssüsteem |  | Spatio-parametric coordinate reference system | compound coordinate reference system in which one constituent coordinate reference system is a spatial coordinate reference system and one is a parametric coordinate reference system | EN ISO 19111:2020
|  | LS465 | Ruumi-parameetriline-ajaline koordinaatide referentssüsteem |  | Spatio-parametric-temporal coordinate reference system | compound coordinate reference system comprised of spatial, parametric and temporal coordinate reference systems | EN ISO 19111:2020
|  | LS485 | Ruumilis-ajaline koordinaatide referentssüsteem |  | Spatio-temporal coordinate reference system | compound coordinate reference system in which one constituent coordinate reference system is a spatial coordinate reference system and one is a temporal coordinate reference system | EN ISO 19111:2020
|  | LS525 | Kõlari kinnitus |  | Speaker mounting | indicates how the speaker is designed to be mounted | IFC |  | SpeakerMounting |  | Freestanding;Ceiling;Wall;Outdoor;Other;Not known;Unset
|  | LS575 | Sfääriline koordinaatsüsteem |  | Spherical coordinate system | three-dimensional coordinate system in Euclidean space in which position is specified by one distance coordinate and two angular coordinates | EN ISO 19111:2020
|  | LS670 | Algkõrgus |  | Start Elevation | elevation of the start point relative to the mean sea level | IFC |  | StartElevation
|  | LS700 | Elemendi algus ID |  | Start ID | element start ID (used when connection point needs to be referred) | CCI-EE
|  | LS715 | Põhja kõrgus (alguses) |  | Start invert elevation | elevation at the start of the object, measured at the bottom | CCI-EE
|  | LS725 | Algsõlm |  | Start node | <topology, graph theory> node in the boundary of an edge that corresponds to the start point of that edge as a curve | EN ISO 19107:2019
|  | LS750 | Algpunkt |  | Start point | <geometry> first point of a curve | EN ISO 19107:2019
|  | LS760 | Lae kõrgus (alguses) |  | Start top elevation | elevation at the start of the object, measured from its top | CCI-EE
|  | LS775 | Staatiline koordinaatide referentssüsteem |  | Static coordinate reference system | coordinate reference system that has a static reference frame | EN ISO 19111:2020
|  | LS800 | Staatiline võrdlusraam |  | Static reference frame | static datum; reference frame in which the defining parameters exclude time evolution | EN ISO 19111:2020
|  | LS825 | Elemendi lõpp ID |  | Stop ID | element stop ID (used when connection point needs to be referred) | CCI-EE
|  | LS835 | Põhja kõrgus (lõpus) |  | Stop invert elevation | elevation at the end of the object, measured at the bottom | CCI-EE
|  | LS845 | Lae kõrgus (lõpus) |  | Stop top elevation | elevation at the end of the object, measured from its top | CCI-EE
|  | LS850 | Korruse järjekorra number |  | Storey number | position property that indicates the order number of the floor | NATSPEC BIM
|  | LS875 | Konstruktsioonielementide võrgustik |  | Structural grid | grid that facilitates the positioning of structural elements | ISO 7078:2020
|  | LS885 | Nominaalne külgkalle |  | Structural slope | the nominal side slope (allowable steepness) of the pavement structure (not including side slope fill) as a positive ratio measure | IFC |  | StructuralSlope
|  | LS895 | Viraaž |  | Superelevation | specifies the superelevation as a ratio measure (slope) at the location of the event | IFC |  | Superelevation
|  | LS910 | Sissepuhkeõhu ühenduse tüüp |  | Supply air connection type | the manner in which the pipe connection is made to the cooled beam | IFC |  | SupplyAirConnectionType |  | Straight;Right;Left;Top;Other;Not known;Unset
|  | LS930 | Mõõtmisjoon |  | Survey line | straight line, marked or sighted by a telescope, from which points can be set out or measured | ISO 7078:2020
| LT |  | Omadused, mis algavad tähega "T" (veeru "G" järgi) |  | Properties that start with letter "T" | terms (property names) are based on a given reference | CCI-EE
|  | LT225 | Ajaline koordinaatide referentssüsteem |  | Temporal coordinate reference system | coordinate reference system based on a temporal datum | EN ISO 19111:2020
|  | LT250 | Ajaline koordinaatsüsteem |  | Temporal coordinate system | <geodesy> one-dimensional coordinate system where the axis is time | EN ISO 19111:2020
|  | LT275 | Ajaline nullpunkt |  | Temporal datum | datum describing the relationship of a temporal coordinate system to an object | EN ISO 19111:2020
|  | LT300 | Ajutine võrdlusmärk |  | Temporary bench mark | <site> bench mark set up for a particular project | ISO 7078:2020
|  | LT325 | Terrestiline referentssüsteem (TRS) |  | Terrestrial reference system (TRS) | set of conventions defining the origin, scale, orientation and time evolution of a spatial reference system co-rotating with the Earth in its diurnal motion in space | EN ISO 19111:2020
|  | LT425 | Kaldenurk |  | Tilt angle | the angle of tilt defined in the plane perpendicular to the extrusion axis (X-Axis of the local placement); the angle shall be measured from the orientation of the Z-Axis in the local placement | IFC | m/m | TiltAngle
|  | LT550 | Ülemine paigutus |  | Top position | position property indicating upper edge in secondary system | CCI-EE
|  | LT575 | Ülemine paigutus (absoluutne) |  | Top position, absolute | position property indicating the upper edge of the primary network | CCI-EE
|  | LT625 | Nihutatud võrdlusmärk |  | Transferred bench mark | <site> subsidiary bench mark whose datum is derived from the master bench mark | ISO 7078:2020
|  | LT650 | Transformatsiooni referents-epohh |  | Transformation reference epoch | epoch at which the parameter values of a time-specific coordinate transformation are valid | EN ISO 19111:2020
|  | LT875 | Korteež |  | Tuple | ordered list of values | EN ISO 19111:2020
| LU |  | Omadused, mis algavad tähega "U" (veeru "G" järgi) |  | Properties that start with letter "U" | terms (property names) are based on a given reference | CCI-EE
|  | LU700 | Kasutajapõhine LRM tüüp |  | User defined LRM type | gives the user defined type of this linear referencing method (LRM) when property LRMType is LRM_USERDEFINED | IFC |  | UserDefinedLRMType
| LV |  | Omadused, mis algavad tähega "V" (veeru "G" järgi) |  | Properties that start with letter "V" | terms (property names) are based on a given reference | CCI-EE
|  | LV100 | Hetkväärtus |  | Value | the expected range and default value | IFC |  | Value
|  | LV225 | Vertikaalne nurk |  | Vertical angle | angle between an arbitrary line and the horizontal or the vertical | ISO 7078:2020
|  | LV250 | Vertikaalsete koordinaatide referentssüsteem |  | Vertical coordinate reference system | one-dimensional coordinate reference system based on a vertical reference frame | EN ISO 19111:2020
|  | LV275 | Vertikaalne koordinaatsüsteem |  | Vertical coordinate system | one-dimensional coordinate system used for gravity-related height or depth measurements | EN ISO 19111:2020
|  | LV300 | Vertikaalne võrdlusraamistik |  | Vertical reference frame | vertical datum; reference frame describing the relation of gravity-related heights or depths to the Earth | EN ISO 19111:2020
|  | LV325 | Vertikaalne võrdlussüsteem (VRS) |  | Vertical reference system (VRS) | set of conventions defining the origin, scale, orientation and time evolution that describes the relationship of gravity-related heights or depths to the Earth | EN ISO 19111:2020
|  | LV425 | Nähtava ala nurk vasakult |  | Visible angle left | angle of visibility to the left of the access | IFC |  | VisibleAngleLeft
|  | LV445 | Nähtava ala nurk paremalt |  | Visible angle right | angle of visibility to the right of the access | IFC |  | VisibleAngleRight
| LW |  | Omadused, mis algavad tähega "W" (veeru "G" järgi) |  | Properties that start with letter "W" | terms (property names) are based on a given reference | CCI-EE
|  | LW200 | Ilmajaama asukoha info |  | Weather data station | the site weather data station description or reference to the data source from which weather data was obtained for use in calculations | IFC |  | WeatherDataStation
|  | LW375 | Järgimismärk |  | Witness mark | mark placed at a known distance and direction from a measuring point to aid in its recovery and identification | ISO 7078:2020
| LZ |  | Omadused, mis algavad tähega "Z" (veeru "G" järgi) |  | Properties that start with letter "Z" | terms (property names) are based on a given reference | CCI-EE
|  | LZ225 | Zeniidi nurk |  | Zenith angle | vertical angle measured from the vertical above the observation point | ISO 7078:2020
M? |  |  | Pikkusest, suurusest või massist lähtuvad omadused |  | Length, size and weight related properties | terms (properties) related to length, size or weight | CCI-EE
| MA |  | Omadused, mis algavad tähega "A" (veeru "G" järgi) |  | Properties that start with letter "A" | terms (property names) are based on a given reference | CCI-EE
|  | MA100 | Laevateki projekteeritud tuuleots |  | Above deck projected wind end | end on projected windage area above the main deck | IFC |  | AboveDeckProjectedWindEnd
|  | MA105 | Laevateki projekteeritud tuulekülg |  | Above deck projected wind side | side on projected windage area above the main deck | IFC |  | AboveDeckProjectedWindSide
|  | MA120 | Absorbeeruv maht |  | Absorber volume | absorber volume | ETIM | l |  | EF015969
|  | MA160 | Vaatluskaevu kaane laius (raadius) |  | Access length or radius | the length of the chamber access cover or, where the plan shape of the cover is circular, the radius | IFC |  | AccessLengthOrRadius
|  | MA170 | Vaatluskaevu kaane pikkus |  | Access width | the width of the chamber access cover where the plan shape of the cover is not circular | IFC |  | AccessWidth
|  | MA180 | Akrüüli paksus |  | Acrylic thickness | acrylic thickness | ETIM | mm |  | EF025868
|  | MA210 | Seadistatav vahemaa |  | Adjustable distance | adjustable distance | ETIM | mm |  | EF008209
|  | MA220 | Seadistuspiirkond |  | Adjustment range | adjustment range | ETIM | mm |  | EF023642
|  | MA230 | Seadistusulatus (vahemik) |  | Adjustment range (range) | adjustment range (range) | ETIM | mm |  | EF002300
|  | MA240 | Klambri seina/tagakülje seadistuspiirkond |  | Adjustment range for wall/rear of bracket | adjustment range for wall/rear of bracket | ETIM | mm |  | EF024429
|  | MA250 | Suitsutoru seina/tagakülje seadistuspiirkond |  | Adjustment range for wall/rear of flue | adjustment range for wall/rear of flue | ETIM | mm |  | EF024438
|  | MA260 | Seadistuspiirkond seinal/ülal |  | Adjustment range for wall/top | adjustment range for wall/top | ETIM | mm |  | EF024433
|  | MA320 | Täitematerjali kogus (teeehitus) |  | Aggregate quantity (road construction) | aggregate quantity (road construction) | EN 13043:2004
|  | MA400 | Õhukanali läbimõõt |  | Air connection diameter | air connection diameter | ETIM | mm |  | EF002212
|  | MA420 | Õhu läbipääs |  | Air passage | air passage | ETIM | cm² |  | EF013168
|  | MA500 | Olemruumide pind (ORP) |  | Amenity area (AA) | is the portion of the net room area taken up for amenities | EN 15221-6:2011
|  | MA520 | Hüdraulilise sideaine kogus |  | Amount of hydraulic road binder | amount of hydraulic road binder | EN 13282-1:2013
|  | MA560 | Ankrupoldi läbimõõt |  | Anchor bolt diameter | the nominal diameter of the anchor bolt bar(s) | IFC |  | AnchorBoltDiameter
|  | MA570 | Ankrupoldi pikkus |  | Anchor bolt length | the length of the anchor bolt | IFC |  | AnchorBoltLength
|  | MA580 | Ankrupoldi väljaulatuva osa pikkus |  | Anchor bolt protrusion length | the length of the protruding part of the anchor bolt | IFC |  | AnchorBoltProtrusionLength
|  | MA590 | Ankrupoldi keerme pikkus |  | Anchor bolt thread length | the length of the threaded part of the anchor bolt | IFC |  | AnchorBoltThreadLength
|  | MA610 | Nurga kõrgus |  | Angle height | angle height | ETIM | mm |  | EF026248
|  | MA625 | Nurgatüki läbimõõt |  | Angled piece diameter | angled piece diameter | ETIM | mm |  | EF021227
|  | MA640 | Aastane vahemik |  | Annual range | indicative (95%-100%) annual range in levels | IFC |  | AnnualRange
|  | MA650 | Aastane trend |  | Annual trend | indicative (95%-100%) annual rise in level | IFC |  | AnnualTrend
|  | MA720 | Rakenduskõrgus |  | Applicable height | applicable height | ETIM | m |  | EF002305
|  | MA760 | Pindala |  | Area | is the quantity that expresses the extent of a two-dimensional figure or shape or planar lamina, in the plane | IFC |  | Area
|  | MA790 | Käetoe pikkus |  | Arm rest length | arm rest length | ETIM | mm |  | EF015970
|  | MA825 | Kooste sügavus |  | Assembly depth | assembly depth | ETIM | mm |  | EF006712
|  | MA830 | Kooste sügavus (vahemik) |  | Assembly depth (range) | assembly depth (range) | ETIM | mm |  | EF014920
|  | MA835 | Kooste kõrgus |  | Assembly height | assembly height | ETIM | mm |  | EF012848
|  | MA840 | Juhihoidja koostekõrgus |  | Assembly height conductor holder | assembly height conductor holder | ETIM | mm |  | EF012267
|  | MA845 | Vaibaaluse kooste kõrgus |  | Assembly height under carpeting | assembly height under carpeting | ETIM | mm |  | EF004504
|  | MA850 | Kooste laius |  | Assembly width | assembly width | ETIM | mm |  | EF016005
|  | MA900 | Aastane keskmine veetarve (pesemine ja kuivatamine, 200 täiskoormust) |  | Average annual water consumption (washing and drying 200 full loads) | average annual water consumption (washing and drying 200 full loads) | ETIM | l |  | EF012343
|  | MA910 | Aastane keskmine veetarve (ainult pesemine, 200 täiskoormust) |  | Average annual water consumption (washing only 200 full loads) | average annual water consumption (washing only 200 full loads) | ETIM | l |  | EF012345
|  | MA960 | Aksiaalne mõõde |  | Axial dimension | axial dimension | ETIM | mm |  | EF013298
|  | MA970 | Telje pikendus |  | Axis extension | axis extension | ETIM | mm |  | EF012861
|  | MA980 | Telje pikkus |  | Axis length | axis length | ETIM | mm |  | EF008915
| MB |  | Omadused, mis algavad tähega "B" (veeru "G" järgi) |  | Properties that start with letter "B" | terms (property names) are based on a given reference | CCI-EE
|  | MB040 | Tagaosa kõrgus |  | Back height | back height | ETIM | mm |  | EF026160
|  | MB045 | Tagaosa laius |  | Back width | back width | ETIM | mm |  | EF025521
|  | MB055 | Balustraadi pikendus |  | Balustrade extension | balustrade extension | ETIM | mm |  | EF012012
|  | MB060 | Balustraadi kõrgus |  | Balustrade height | balustrade height | ETIM | mm |  | EF012009
|  | MB070 | Riba laius |  | Band width | band width | ETIM | mm |  | EF008160
|  | MB075 | Riba laius (vahemik) |  | Bandwidth (range) | bandwidth (range) | ETIM | mm |  | EF011276
|  | MB085 | Tõke |  | Barrier | barrier | ETIM | mm |  | EF010143
|  | MB095 | Põhja pindala |  | Base area | base area | ETIM | m² |  | EF014331
|  | MB110 | Faasitud serva aluspikkus |  | Base chamfer | base chamfer of the profile | IFC |  | BaseChamfer
|  | MB125 | Aluse kõrgus |  | Base height | base height | ETIM | mm |  | EF024659
|  | MB140 | Alusmõõt, sisemine, ümar |  | Base size, internal, round | base size, internal, round | ETIM | mm |  | EF024220
|  | MB155 | Alusmõõt, sisemine, nelinurkne |  | Base size, internal, square | base size, internal, square | ETIM | mm |  | EF024219
|  | MB170 | Baaspaksus |  | Base thickness | the thickness of the duct base construction | IFC | mm | BaseThickness | EF022838
|  | MB185 | Aluse laius |  | Base width | base width | ETIM | mm |  | EF022837
|  | MB210 | Jahutusmahuti reservmaht |  | Basin reserve volume | volume between operating and overflow levels in cooling tower basin | IFC | m3 | BasinReserveVolume
|  | MB225 | Korvi läbimõõt |  | Basket diameter | basket diameter | ETIM | mm |  | EF011372
|  | MB250 | Vanni kõrgus |  | Bath height | bath height | ETIM | mm |  | EF024828
|  | MB255 | Vanni pikkus |  | Bath length | bath length | ETIM | mm |  | EF024826
|  | MB260 | Vanni laius |  | Bath width | bath width | ETIM | mm |  | EF024827
|  | MB270 | Lattide vahekaugus |  | Batten spacing | batten spacing | ETIM | mm |  | EF010364
|  | MB300 | Raami kõrgus |  | Bead height | bead height | ETIM | mm |  | EF022843
|  | MB305 | Randi seinapaksus |  | Bead wall thickness | bead wall thickness | ETIM | mm |  | EF023015
|  | MB310 | Kiirte vahekaugus |  | Beam spacing | beam spacing | ETIM | mm |  | EF004113
|  | MB315 | Lati paksus |  | Beam thickness | beam thickness | ETIM | mm |  | EF023639
|  | MB320 | Rihma pikkus |  | Belt length | belt length | ETIM | mm |  | EF000355
|  | MB325 | Rihma paksus |  | Belt thickness | belt thickness | ETIM | mm |  | EF000354
|  | MB330 | Rihma laius |  | Belt width | belt width | ETIM | mm |  | EF012509
|  | MB335 | Kaare ulatus |  | Bend radius | the radius of bending if circular arc or zero if sharp bend | IFC | mm | BendRadius | EF020042
|  | MB340 | Painderaadius (number x D) |  | Bend radius (number x D) | bend radius (number x D) | ETIM |  |  | EF020043
|  | MB345 | Painderaadius |  | Bending radius | bending radius | ETIM | mm |  | EF023114
|  | MB350 | Painderaadius, dünaamiline |  | Bending radius, dynamic | bending radius, dynamic | ETIM | mm |  | EF009689
|  | MB355 | Painderaadius, staatiline |  | Bending radius, static | bending radius, static | ETIM | mm |  | EF001744
|  | MB360 | Painutatud vahekaugus |  | Bent spacing | bent (upright) spacing | IFC |  | BentSpacing
|  | MB365 | Kaide lasti kogukaal |  | Berth cargo weight | total cargo weight of berths within the facility | IFC | kg | BerthCargoWeight
|  | MB370 | Koonuse kõrgus |  | Bevel height | bevel height | ETIM | mm |  | EF010123
|  | MB375 | Koonuse laius |  | Bevel width | bevel width | ETIM | mm |  | EF010124
|  | MB450 | Resti paksus |  | Blade thickness | the thickness of the damper blade | IFC |  | BladeThickness
|  | MB460 | Tundetustsoon |  | Blind zone | blind zone | ETIM | mm |  | EF003986
|  | MB500 | Kere läbimõõt |  | Body diameter | body diameter | ETIM | mm |  | EF014780
|  | MB505 | Keha mass |  | Body mass | overall body mass of the heater | IFC | kg | BodyMass
|  | MB510 | Boileri vee maht |  | Boiler water volume | boiler water volume | ETIM | l |  | EF021115
|  | MB515 | Poldi pikkus |  | Bolt length | bolt length | ETIM | mm |  | EF005654
|  | MB520 | Poldi suurus |  | Bolt size | size of the bolts securing the flange | IFC |  | BoltSize
|  | MB525 | Poldi laius |  | Bolt width | bolt width | ETIM | mm |  | EF013269
|  | MB530 | Polditava ala läbimõõt |  | Bolthole pitch | diameter of the circle along which the boltholes are placed | IFC |  | BoltholePitch
|  | MB535 | Toru(kanali) kaliiber |  | Bore | bore | ETIM | mm |  | EF025541
|  | MB540 | Ääriku läbimõõt |  | Bore size | the nominal bore of the pipe flange | IFC |  | BoreSize
|  | MB545 | Pudeli maht |  | Bottle volume | bottle volume | ETIM | ml |  | EF025841
|  | MB550 | Proofili alumine serv |  | Bottom cover | bottom cover of the profile | IFC |  | BottomCover
|  | MB555 | Alaosa pikkus (lamavpikkus) |  | Bottom length (lying-length) | bottom length (lying-length) | ETIM | mm |  | EF025061
|  | MB560 | Põhja paksus |  | Bottom thickness | bottom thickness | ETIM | mm |  | EF022841
|  | MB565 | Aluslaius (laotuslaius) |  | Bottom width (lying-width) | bottom width (lying-width) | ETIM | mm |  | EF025341
|  | MB570 | Kivimite maht |  | Boulders volume | relative volume of boulders (typically larger than 200 mm) stratum constituents | IFC | m3 | BouldersVolume
|  | MB575 | Vibu läbimõõt |  | Bow diameter | bow diameter | ETIM | mm |  | EF009073
|  | MB625 | Klambri läbimõõt |  | Bracket clamp diameter | bracket clamp diameter | ETIM | mm |  | EF024427
|  | MB630 | Konsooli projektsiooni pikkus |  | Bracket projetion distance | horizontal distance from the point of entry to the object to a vertical line passing through the centre of the cross section of the column at the ground level | EN 40-1:1991
|  | MB635 | Haru tööpikkus |  | Branch working length | branch working length | ETIM | mm |  | EF021627
|  | MB640 | Harja suurus |  | Brush size | brush size | ETIM | mm |  | EF023160
|  | MB670 | Ehitatav pind |  | Buildable area | the area of site utilization expressed as a maximum value according to local building codes | IFC | m2 | BuildableArea
|  | MB675 | Hoonestatud maapealne pind |  | Building area above ground | is the area of those parts of a building which are above ground level, when projected on a horizontal plane | EN 15221-6:2011 | m2
|  | MB680 | Hoonestatud maa-alune pind |  | Building area below ground | is the area of those parts of a building which are below ground level, when projected on a horizontal plane | EN 15221-6:2011 | m2
|  | MB690 | Hoone vertikaalpiirdetarindite-vaheline pind |  | Building envelope | is the area of the building in its largest horizontal dimensions, both above and below ground, when projected on a horizontal plane | EN 15221-6:2011 | m2
|  | MB695 | Hoonealune pind |  | Building footprint | area of those parts of a building which are at ground level, when projected on a horizontal plane | EN 15221-6:2011 | m2 | FootprintArea
|  | MB700 | Ehitise kõrguspiirang |  | Building height limit | allowed maximum height of buildings on this site - according to local building codes | IFC | m | BuildingHeightLimit
|  | MB710 | Hoonestatud pind |  | Built area | is a part of the plot area which is covered by buildings both above and below ground | EN 15221-6:2011 | m2
|  | MB715 | Sisseehitatud kapi sügavus |  | Built-in box depth | built-in box depth | ETIM | mm |  | EF021477
|  | MB718 | Sisseehitatud kapi kõrgus |  | Built-in box height | built-in box height | ETIM | mm |  | EF022831
|  | MB721 | Sisseehitatud kapi pikkus |  | Built-in box length | built-in box length | ETIM | mm |  | EF021475
|  | MB724 | Sisseehitatud kapi laius |  | Built-in box width | built-in box width | ETIM | mm |  | EF021476
|  | MB727 | Sisseehitussügavus |  | Built-in depth | built-in depth | ETIM | mm |  | EF000218
|  | MB730 | Sisestussügavus (vahemik) |  | Built-in depth (range) | built-in depth (range) | ETIM | mm |  | EF005464
|  | MB733 | Sisseehitatud läbimõõt |  | Built-in diameter | built-in diameter | ETIM | mm |  | EF000943
|  | MB736 | Sisseehitatud läbimõõt (vahemik) |  | Built-in diameter (range) | built-in diameter (range) | ETIM | mm |  | EF016380
|  | MB739 | Sisseehitatud kõrgus |  | Built-in height | built-in height | ETIM | mm |  | EF000332
|  | MB742 | Sisseehitatud kõrgus (vahemik) |  | Built-in height (range) | built-in height (range) | ETIM | mm |  | EF010795
|  | MB745 | Sisseehitatud kõrgus/sügavus |  | Built-in height/depth | built-in height/depth | ETIM | mm |  | EF023518
|  | MB748 | Sisseehitatud pikkus |  | Built-in length | built-in length | ETIM | mm |  | EF004265
|  | MB751 | Ukse pikkus nurgast sisenemisel |  | Built-in length of door for corner entry | built-in length of door for corner entry | ETIM | mm |  | EF024891
|  | MB754 | Pumba sisseehitatud pikkus |  | Built-in length pump | built-in length pump | ETIM | mm |  | EF016371
|  | MB757 | Sisseehitatud anduri toru pikkus |  | Built-in length thermowell | built-in length thermowell | ETIM | mm |  | EF009838
|  | MB760 | Sisseehitatud pikkus, paigaldatud |  | Built-in length, mounted | built-in length, mounted | ETIM | mm |  | EF022888
|  | MB763 | Sisseehitatud pikkus, paigaldamata |  | Built-in length, unmounted | built-in length, unmounted | ETIM | mm |  | EF022887
|  | MB766 | Sisseehitatud sektsiooni pikkus |  | Built-in section length | built-in section length | ETIM | mm |  | EF022245
|  | MB769 | Sügavus |  | Built-in size depth | built-in size depth | ETIM | mm |  | EF001654
|  | MB772 | Kõrgus |  | Built-in size height | built-in size height | ETIM | mm |  | EF001653
|  | MB775 | Laius |  | Built-in size width | built-in size width | ETIM | mm |  | EF001652
|  | MB778 | Süvistatava seina paksus |  | Built-in wall thickness | built-in wall thickness | ETIM | mm |  | EF003839
|  | MB781 | Sisseehitatav laius |  | Built-in width | built-in width | ETIM | mm |  | EF000846
|  | MB784 | Sisseehitatav laius (vahemik) |  | Built-in width (range) | built-in width (range) | ETIM | mm |  | EF011933
|  | MB787 | Sisseehitatud laius paigaldamiseks ritta |  | Built-in width for mounting in line | built-in width for mounting in line | ETIM | mm |  | EF020630
|  | MB790 | Sisseehitatud laius paigaldamiseks nišši |  | Built-in width for mounting in niche | built-in width for mounting in niche | ETIM | mm |  | EF020629
|  | MB793 | Sisseehitatud laius paigaldamiseks koos külgseinaga |  | Built-in width for mounting with side wall | built-in width for mounting with side wall | ETIM | mm |  | EF020631
|  | MB796 | Ukse laius paigaldamiseks ritta |  | Built-in width of door for mounting in line | built-in width of door for mounting in line | ETIM | mm |  | EF024889
|  | MB799 | Ukse laius paigaldamiseks nišši |  | Built-in width of door for mounting in niche | built-in width of door for mounting in niche | ETIM | mm |  | EF024888
|  | MB802 | Ukse laius paigaldamiseks koos külgseitega |  | Built-in width of door for mounting with side wall | built-in width of door for mounting with side wall | ETIM | mm |  | EF024890
|  | MB805 | Ukse laius U-paigalduseks |  | Built-in width of door for U mounting | built-in width of door for u mounting | ETIM | mm |  | EF024892
|  | MB808 | Ritta paigaldatava seina sisseehitatud laius |  | Built-in width of wall for mounting in line | built-in width of wall for mounting in line | ETIM | mm |  | EF020617
|  | MB811 | Koos uksega paigaldatava seina sisseehitatud laius |  | Built-in width of wall for mounting with door | built-in width of wall for mounting with door | ETIM | mm |  | EF020616
|  | MB890 | Kolvi (anuma) paksus |  | Bulb thickness | bulb thickness | ETIM | mm |  | EF025641
|  | MB895 | Kimbu läbimõõt |  | Bundle diameter | bundle diameter | ETIM | mm |  | EF007719
|  | MB900 | Põleti elemendi kõrgus |  | Burner element height | burner element height | ETIM | mm |  | EF022514
|  | MB905 | Põleti elemendi pikkus |  | Burner element length | burner element length | ETIM | mm |  | EF022512
|  | MB910 | Põleti elemendi laius |  | Burner element width | burner element width | ETIM | mm |  | EF022513
|  | MB915 | Põletiava läbimõõt |  | Burner opening diameter | burner opening diameter | ETIM | mm |  | EF021413
|  | MB920 | Lati kaugus |  | Busbar distance | busbar distance | ETIM | mm |  | EF002638
|  | MB925 | Lati kõrgus |  | Busbar height | busbar height | ETIM | mm |  | EF002639
|  | MB930 | Lati paksus |  | Busbar thickness | busbar thickness | ETIM | mm |  | EF002640
|  | MB935 | Lati paksus (vahemik) |  | Busbar thickness (range) | busbar thickness (range) | ETIM | mm |  | EF007220
|  | MB940 | Lati laius |  | Busbar width | busbar width | ETIM | mm |  | EF007219
|  | MB945 | Puksi (hülsi) kõrgus |  | Bush height | bush height | ETIM | mm |  | EF024346
|  | MB950 | Hülsi pikkus |  | Bush length | bush length | ETIM | mm |  | EF026072
| MC |  | Omadused, mis algavad tähega "C" (veeru "G" järgi) |  | Properties that start with letter "C" | terms (property names) are based on a given reference | CCI-EE
|  | MC020 | Kaabli läbimõõt |  | Cable diameter | cable diameter | ETIM | mm |  | EF024929
|  | MC023 | Kaabli läbimõõt (vahemik) |  | Cable diameter (range) | cable diameter (range) | ETIM | mm |  | EF002356
|  | MC026 | Harukaabli läbimõõt |  | Cable diameter branch cable | cable diameter branch cable | ETIM | mm |  | EF002683
|  | MC029 | Põhikaabli läbimõõt |  | Cable diameter main cable | cable diameter main cable | ETIM | mm |  | EF002682
|  | MC032 | Kaabli kõrgus, ligikaudne |  | Cable height approx. | cable height approx. | ETIM | mm |  | EF003797
|  | MC035 | Kaabliredeli haru laius |  | Cable ladder branch width | cable ladder branch width | ETIM | mm |  | EF004816
|  | MC038 | Kaabliredeli kõrgus |  | Cable ladder height | cable ladder height | ETIM | mm |  | EF004818
|  | MC041 | Kaabliredeli laius |  | Cable ladder width | cable ladder width | ETIM | mm |  | EF004817
|  | MC044 | Kaabli pikkus |  | Cable length | cable length | ETIM | m |  | EF000536
|  | MC047 | Kruvitav juhtme muhv kaablile välisläbimõõduga |  | Cable outer diameter for cable gland | cable outer diameter for cable gland | ETIM | mm |  | EF007302
|  | MC050 | Kaablirenni laius |  | Cable tray branch width | cable tray branch width | ETIM | mm |  | EF004819
|  | MC053 | Kaablirenni kõrgus |  | Cable tray height | cable tray height | ETIM | mm |  | EF004822
|  | MC056 | Kaablirenni laius |  | Cable tray width | cable tray width | ETIM | mm |  | EF004820
|  | MC059 | Kaabli laius, ligikaudne |  | Cable width approx. | cable width approx. | ETIM | mm |  | EF003796
|  | MC062 | Katte läbimõõt |  | Cage diameter | cage diameter | ETIM | mm |  | EF002811
|  | MC065 | Tõukuri läbimõõt |  | Cam diameter | cam diameter | ETIM | mm |  | EF014504
|  | MC068 | Tõukuri ulatus |  | Cam distance | cam distance | ETIM | mm |  | EF004109
|  | MC071 | Läbipaine (keskel) |  | Camber at midspan | the camber deflection, measured from the midpoint of a cambered face of a piece to the midpoint of the chord joining the ends of the same face, as shown in the figure below, divided by the original (nominal) straight length of the face of the piece | IFC | % | CamberAtMidspan
|  | MC074 | Viraaži puudujääk |  | Cant deficiency | difference between applied cant and a higher equilibrium cant | IFC |  | CantDeficiency
|  | MC077 | Viraaži tasakaal |  | Cant equilibrium | cant at a particular speed at which the vehicle will have a resultant force perpendicular to the running plane | IFC |  | CantEquilibrium
|  | MC080 | Puurkaevu sügavus |  | Cap depth | depth of cap (boreholeML) | IFC |  | CapDepth
|  | MC083 | Mahutavus |  | Capacity | capacity indicating capacity | NATSPEC BIM
|  | MC086 | Kütusepaagi maht |  | Capacity fuel tank | capacity fuel tank | ETIM | l |  | EF025545
|  | MC089 | Transporditav kaal |  | Capacity weight | capacity of the transport element measured by weight | IFC | kg | CapacityWeight
|  | MC092 | Lasti omakaal |  | Cargo dead weight | weight of (bulk) cargo carried | IFC | kg | CargoDeadWeight
|  | MC095 | Kandevõime 2 kohta |  | Carrying capacity per 2 | carrying capacity per 2 | ETIM | kg |  | EF010386
|  | MC098 | Kandevõime 3 kohta |  | Carrying capacity per 3 | carrying capacity per 3 | ETIM | kg |  | EF010387
|  | MC101 | Kandevõime 4 kohta |  | Carrying capacity per 4 | carrying capacity per 4 | ETIM | kg |  | EF010388
|  | MC104 | Kasseti maht |  | Cartridge volume | cartridge volume | ETIM | ml |  | EF002134
|  | MC107 | Kere kõrgus |  | Casing height | casing height | ETIM | mm |  | EF024831
|  | MC110 | Kere pikkus |  | Casing length | casing length | ETIM | mm |  | EF024829
|  | MC113 | Kere laius |  | Casing width | casing width | ETIM | mm |  | EF024830
|  | MC116 | Kasseti kõrgus |  | Cassette height | cassette height | ETIM | mm |  | EF004828
|  | MC119 | Sisemine maht |  | Cavity capacity | cavity capacity | ETIM | l |  | EF002061
|  | MC122 | Õõnsuse suurus |  | Cavity size | cavity size | ETIM | mm |  | EF010555
|  | MC160 | Laekatte paksus |  | Ceiling covering thickness | thickness of the material layer(s) for the space ceiling; the thickness information is provided in absence of an IfcCovering (type=CEILING) object with own shape representation; in cases of inconsistency between the geometric parameters of an assigned IfcCovering and this attached property, the geometric parameters take precedence | IFC |  | CeilingCoveringThickness
|  | MC163 | Tsementkasti reguleerimisvahemiku kõrgus |  | Cement box adjustment range height | cement box adjustment range height | ETIM | mm |  | EF012817
|  | MC166 | Tsementkasti reguleerimisvahemiku pikkus |  | Cement box adjustment range length | cement box adjustment range length | ETIM | mm |  | EF012815
|  | MC169 | Tsementkasti reguleerimisvahemiku laius |  | Cement box adjustment range width | cement box adjustment range width | ETIM | mm |  | EF012816
|  | MC172 | Õõnespaneeli keskosa alumine kõrgus |  | Center core base height | center core base height of the profile | IFC |  | CenterCoreBaseHeight
|  | MC175 | Õõnespaneeli keskosa alumine laius |  | Center core base width | center core base width of the profile | IFC |  | CenterCoreBaseWidth
|  | MC178 | Õõnespaneeli keskosa kõrgus |  | Center core middle height | center core middle height of the profile | IFC |  | CenterCoreMiddleHeight
|  | MC181 | Õõnespaneeli keskosa vahekaugus |  | Center core spacing | center core spacing of the profile | IFC |  | CenterCoreSpacing
|  | MC184 | Õõnespaneli keskosa ülemine kõrgus |  | Center core top height | center core top height of the profile | IFC |  | CenterCoreTopHeight
|  | MC187 | Õõnespaneli keskosa ülemine laius |  | Center core top width | center core top width of the profile | IFC |  | CenterCoreTopWidth
|  | MC190 | Tsentri kaugus |  | Centre distance | centre distance | ETIM | mm |  | EF021835
|  | MC193 | Keskosa distantsklamber |  | Centre distance bracket | centre distance bracket | ETIM | mm |  | EF024461
|  | MC196 | Ühenduse keskpunkti kaugus |  | Centre distance connection | centre distance connection | ETIM | mm |  | EF010827
|  | MC199 | Ühendusrajatiste keskkaugus |  | Centre distance of connection facilities | centre distance of connection facilities | ETIM | mm |  | EF023659
|  | MC202 | Toite-/kraaniühenduse tsentri kaugus |  | Centre distance of feed/tap connection | centre distance of feed/tap connection | ETIM | mm |  | EF020532
|  | MC205 | Paigaldusavade tsentritevaheline kaugus |  | Centre distance of mounting holes | centre distance of mounting holes | ETIM | mm |  | EF024851
|  | MC208 | Kruvikeermete tsentrite kaugus |  | Centre distance of screw threads | centre distance of screw threads | ETIM | mm |  | EF023159
|  | MC211 | Keskmise kaugus, ühendused 1 ja 2 |  | Centre distance, connections 1 and 2 | centre distance, connections 1 and 2 | ETIM | mm |  | EF022087
|  | MC214 | Sisendite tsentrite kaugus |  | Centre distance, inlets | centre distance, inlets | ETIM | mm |  | EF021709
|  | MC217 | Tsentri kaugus, toide/tagasivool |  | Centre distance, supply/return | centre distance, supply/return | ETIM | mm |  | EF020525
|  | MC220 | Pikkus klüüsini |  | Centre line to fairlead | distance from the vessel centreline to the fairlead for the line | IFC |  | CentreLineToFairlead
|  | MC223 | Keskpaigaldus, ava läbimõõt |  | Centre mounting, hole diameter | centre mounting, hole diameter | ETIM | mm |  | EF002424
|  | MC226 | Raskuskese (x) |  | Centre of gravity in x | location of the profile's centre of gravity (geometric centroid), measured along xp | IFC | m | CentreOfGravityInX
|  | MC229 | Raskuskese (y) |  | Centre of gravity in y | location of the profile's centre of gravity (geometric centroid), measured along yp | IFC | m | CentreOfGravityInY
|  | MC232 | Surveääriku tsentri mõõt |  | Centre size of pressure flange | centre size of pressure flange | ETIM | mm |  | EF023102
|  | MC235 | Poldiavade tsentrite kaugus |  | Centre-distance bolt holes | centre-distance bolt holes | ETIM | mm |  | EF011666
|  | MC238 | Seinakinnitusega tualeti kinnitustsentrite vahekaugus |  | Centre-distance of wall-hung toilet fastener | centre-distance of wall-hung toilet fastener | ETIM | mm |  | EF021200
|  | MC241 | Ühenduste tsentritevaheline kaugus |  | Centre-to-centre distance of connections | centre-to-centre distance of connections | ETIM | mm |  | EF021151
|  | MC244 | Naastpoltide vaheline kaugus keskpunktist |  | Centre-to-centre distance of stud bolts | centre-to-centre distance of stud bolts | ETIM | mm |  | EF015720
|  | MC280 | Keti pikkus |  | Chain length | chain length | ETIM | mm |  | EF026011
|  | MC283 | Kambri läbimõõt, sekundaartihend |  | Chamber diameter, secondary seal | chamber diameter, secondary seal | ETIM | mm |  | EF022875
|  | MC286 | Vaatluskaevu pikkus (raadius) |  | Chamber length or radius | length or, in the event of the shape being circular in plan, the radius of the chamber | IFC |  | ChamberLengthOrRadius
|  | MC289 | Vaatluskaevu laius |  | Chamber width | width, in the event of the shape being non circular in plan | IFC |  | ChamberWidth
|  | MC292 | Haardeulatus |  | Chucking range | chucking range | ETIM | mm |  | EF002391
|  | MC320 | Kanali lüüsi alumine kõrgusmärk |  | Cill level lower head | height of the lower head cill level | IFC |  | CillLevelLowerHead
|  | MC323 | Kanali lüüsi ülemine kõrgusmärk |  | Cill level upper head | height of the upper head cill level | IFC |  | CillLevelUpperHead
|  | MC326 | Ühendusteede pind (ÜTP) |  | Circulation area (CA) | is the portion of the net room area taken up for vertical and horizontal circulation | EN 15221-6:2011
|  | MC329 | Tsirkulatsiooni läbimõõt |  | Circulation diameter | circulation diameter | ETIM | mm |  | EF014249
|  | MC332 | Mahuti maht |  | Cistern capacity | volumetric capacity of the cistern | NATSPEC BIM | m3 | CisternCapacity
|  | MC360 | Haaratava kaabli läbimõõt |  | Clamping cable diameter | clamping cable diameter | ETIM | mm |  | EF005289
|  | MC363 | Haardekõrgus |  | Clamping height | clamping height | ETIM | mm |  | EF005936
|  | MC366 | Haardepikkus |  | Clamping length | clamping length | ETIM | mm |  | EF014784
|  | MC369 | Kinnitusvahemik |  | Clamping range | clamping range | ETIM | mm |  | EF002392
|  | MC372 | Kaabli kinnitusvahemik |  | Clamping range cable | clamping range cable | ETIM | mm² |  | EF012277
|  | MC375 | Haardeulatus ümarjuhi puhul |  | Clamping range round conductor | clamping range round conductor | ETIM | mm |  | EF004204
|  | MC378 | Haardelaius |  | Clamping width | clamping width | ETIM | mm |  | EF005935
|  | MC381 | Haardeulatus |  | Clamping/chucking range | clamping/chucking range | ETIM | mm |  | EF004201
|  | MC384 | Savi maht |  | Clay volume | relative volume of clay (typically smaller than 0.002 mm) stratum constituents | IFC | m3 | ClayVolume
|  | MC387 | Puhastusvõimsus aku laadimise kohta |  | Cleaning performance per battery charge | cleaning performance per battery charge | ETIM | m² |  | EF014177
|  | MC390 | Puhastusvõimsus aku laadimise kohta (vahemik) |  | Cleaning performance per battery charge (range) | cleaning performance per battery charge | ETIM | m² |  | EF014950
|  | MC393 | Vahekaugus (sügavus) |  | Clear depth | the clear depth of the culvert; the depth of the formed space in the duct | IFC |  | ClearDepth
|  | MC396 | Vaba kõrgus |  | Clear height | clear height | ETIM | mm |  | EF014994
|  | MC399 | Puhas kõrgus (lift) |  | Clear height (elevator) | clear height of the object (elevator); the shape information is provided in addition to the shape representation and the geometric parameters used within; in cases of inconsistency between the geometric parameters and the shape properties, provided in the attached property, the geometric parameters take precedence | IFC |  | ClearHeight
|  | MC402 | Vaba kõrgus (kronstein) |  | Clear height bracket/pocket | clear height bracket/pocket | ETIM | mm |  | EF014343
|  | MC405 | Ukse tagakülje vaba kõrgus |  | Clear height door back side | clear height door back side | ETIM | mm |  | EF012023
|  | MC408 | Ukse esikülje vaba kõrgus |  | Clear height door front side | clear height door front side | ETIM | mm |  | EF012021
|  | MC411 | Vaba ava |  | Clear opening | clear opening | ETIM | mm |  | EF009971
|  | MC414 | Vahekaugus (laius) |  | Clear width | clear width of the object (elevator); it indicates the distance from the inner surfaces of the elevator car left and right from the elevator door; the shape information is provided in addition to the shape representation and the geometric parameters used within; in cases of inconsistency between the geometric parameters and the shape properties, provided in the attached property, the geometric parameters take precedence | IFC |  | ClearWidth
|  | MC417 | Ukse tagakülje vaba laius |  | Clear width door back side | clear width door back side | ETIM | mm |  | EF012022
|  | MC420 | Ukse esikülje vaba laius |  | Clear width door front side | clear width door front side | ETIM | mm |  | EF012020
|  | MC423 | Vahekaugus |  | Clearance distance | minimum clearance distance needed for serviceability | IFC
|  | MC426 | Õhuvahe tagaplaadiga |  | Clearance from back plate | clearance from back plate | ETIM | mm |  | EF011973
|  | MC460 | Munakivide maht |  | Cobbles volume | relative volume of cobbles (typically larger than 63 mm) stratum constituents | IFC | m3 | CobblesVolume
|  | MC463 | Nuki (hamba) paksus |  | Cog thickness | cog thickness | ETIM | mm |  | EF022968
|  | MC466 | Ventilatsiooni kasseti pindala |  | Coil face area | coil face area in the direction against air the flow | IFC | m2 | CoilFaceArea
|  | MC469 | Mähise pikkus |  | Coil length | length of coil | IFC |  | CoilLength
|  | MC472 | Mähise laius |  | Coil width | width of coil | IFC |  | CoilWidth
|  | MC475 | Võru paksus |  | Collar thickness | collar thickness | ETIM | mm |  | EF022650
|  | MC478 | Kogumismaht |  | Collecting volume | collecting volume | ETIM | l |  | EF014334 |  |  | EU570403 | l | EG014000 | Maritime products
|  | MC481 | Mudatrapi kogumismaht |  | Collection capacity, mud trap | collection capacity, mud trap | ETIM | l |  | EF022355 |  |  | EU570403 | l | EG015140 | Filters/separators
|  | MC484 | Kollektori pindala |  | Collector surface area | collector surface area | ETIM | m² |  | EF020453
|  | MC487 | Samba aluse läbimõõt |  | Column base diameter | column base diameter | ETIM | mm |  | EF020187
|  | MC490 | Samba sügavus |  | Column depth | column depth | ETIM | mm |  | EF012218
|  | MC493 | Samba kõrgus |  | Column height | column height | ETIM | mm |  | EF020197
|  | MC496 | Samba kõrgus (vahemik) |  | Column height (range) | column height (range) | ETIM | mm |  | EF005222
|  | MC499 | Posti taldmiku sügavus |  | Column shoe base plate depth | the depth of the column shoe base plate | IFC |  | ColumnShoeBasePlateDepth
|  | MC502 | Posti taldmiku paksus |  | Column shoe base plate thickness | the thickness of the column shoe base plate | IFC |  | ColumnShoeBasePlateThickness
|  | MC505 | Posti taldmiku laius |  | Column shoe base plate width | the width of the column shoe base plate | IFC |  | ColumnShoeBasePlateWidth
|  | MC508 | Posti kinnituse sügavus |  | Column shoe casing depth | the depth of the column shoe casing | IFC |  | ColumnShoeCasingDepth
|  | MC511 | Posti kinnituse kõrgus |  | Column shoe casing height | the height of the column shoe casing | IFC |  | ColumnShoeCasingHeight
|  | MC514 | Posti kinnituse laius |  | Column shoe casing width | the width of the column shoe casing | IFC |  | ColumnShoeCasingWidth
|  | MC517 | Samba laius |  | Column width | column width | ETIM | mm |  | EF012461
|  | MC520 | Kombinatsiooni kõrgus |  | Combination height | combination height | ETIM | mm |  | EF020298
|  | MC523 | Ärimaa pindala |  | Commercial area | utility area set up for purposes other than housing, ancillary functions to housing, operation of the building or public communication | CoClass
|  | MC526 | Ärimaa pindala (maapinnal) |  | Commercial area above ground | local area above ground | CoClass
|  | MC529 | Ärimaa pindala (maa-alunel) |  | Commercial area below ground | local area under ground | CoClass
|  | MC532 | Äripind (tegevus) |  | Commercial area for activity | area for business | CoClass
|  | MC535 | Äripind (kommunikatsioonid) |  | Commercial area for communication | room area for communication | CoClass
|  | MC538 | Äripind (garaaž) |  | Commercial area for garage | premises area for parking and garage | CoClass
|  | MC541 | Äripind (personal) |  | Commercial area for personell | area for staff | CoClass
|  | MC544 | Äripind (renditav) |  | Commercial area for rent | premises area intended for rent | CoClass
|  | MC547 | Äripind (mitte renditav) |  | Commercial area not for rent | premises area not intended for rent | CoClass
|  | MC550 | Kaubanduslik kaal |  | Commercial weight | commercial weight | ETIM | kg/m |  | EF025792
|  | MC553 | Üldine äripind |  | Common commercial area | premises area that includes common areas | CoClass
|  | MC556 | Üldine elamispind |  | Common living area | living area that includes common areas | CoClass
|  | MC559 | Üldkasutatav ala |  | Common secondary area | ancillary area covering common areas | CoClass
|  | MC562 | Kasutatav ala |  | Common useable area | usable area that includes common areas | CoClass
|  | MC565 | Vahelae kõrgus |  | Concealed ceiling offset | distance between the upper floor slab and the suspended ceiling, often used for distribution systems; often referred to as plenum | IFC |  | ConcealedCeilingOffset
|  | MC568 | Põranda kõrgus |  | Concealed flooring offset | distance between the floor slab and the floor covering, often used for cables and other installations; often referred to as raised flooring | IFC |  | ConcealedFlooringOffset
|  | MC571 | Betooni ülekate (armatuuril) |  | Concrete cover | the protective concrete cover at the reinforcing bars according to local building regulations | IFC |  | ConcreteCover
|  | MC574 | Betooni ülekate (armatuuri sidemetel) |  | Concrete cover at links | the protective concrete cover at the reinforcement links according to local building regulations | IFC |  | ConcreteCoverAtLinks
|  | MC577 | Betooni ülekate (põhiarmatuuril) |  | Concrete cover at main bars | the protective concrete cover at the main reinforcing bars according to local building regulations | IFC |  | ConcreteCoverAtMainBars
|  | MC580 | Juhi ristlõige |  | Conductor cross section | conductor cross section | ETIM | mm² |  | EF000085
|  | MC583 | Paindjuhi ristlõige (peenekiuline) koos kaablihülsiga |  | Conductor cross section flexible (fine-strand) with cable end sleeve | conductor cross section flexible (fine-strand) with cable end sleeve | ETIM | mm² |  | EF003460
|  | MC586 | Massiivjuhi ristlõige (massiivne, kiuline) |  | Conductor cross section solid (solid, stranded) | conductor cross section solid (solid, stranded) | ETIM | mm² |  | EF003462
|  | MC589 | Juhi ristlõige, sisend |  | Conductor cross section, input | conductor cross section, input | ETIM | mm² |  | EF016330
|  | MC592 | Juhi ristlõige, sisend AWG |  | Conductor cross section, input AWG | conductor cross section, input AWG | ETIM | mm² |  | EF016332
|  | MC595 | Juhi ristlõige, väljund |  | Conductor cross section, output | conductor cross section, output | ETIM | mm² |  | EF016331
|  | MC598 | Juhi ristlõige, väljund AWG |  | Conductor cross section, output AWG | conductor cross section, output AWG | ETIM | mm² |  | EF016333
|  | MC601 | Juhi läbimõõt |  | Conductor diameter | conductor diameter | ETIM | mm |  | EF004211
|  | MC604 | Koonuse pikkus |  | Cone length | cone length | ETIM | mm |  | EF014781
|  | MC607 | Ühendatava juhi ristlõige |  | Connectable conductor cross section | connectable conductor cross section | ETIM | mm² |  | EF008200
|  | MC610 | Ühendatava juhi ristlõige, peenekiuline koos kaabli otsamuhviga |  | Connectable conductor cross section fine-strand with cable end sleeve | connectable conductor cross section fine-strand with cable end sleeve | ETIM | mm² |  | EF007339
|  | MC613 | Ühendatava juhi ristlõige, peenekiuline ilma kaabli otsamuhvita |  | Connectable conductor cross section fine-strand without cable end sleeve | connectable conductor cross section fine-strand without cable end sleeve | ETIM | mm² |  | EF007341
|  | MC616 | Ühendatava juhi ristlõige, mitmekiuline |  | Connectable conductor cross section multi-wired | connectable conductor cross section multi-wired | ETIM | mm² |  | EF007343
|  | MC619 | Ühendatava juhi ristlõige, massiivsoonega |  | Connectable conductor cross section solid-core | connectable conductor cross section solid-core | ETIM | mm² |  | EF007337
|  | MC622 | Sammuringjoone ühendusäärik |  | Connecting flange pitch circle | connecting flange pitch circle | ETIM | mm |  | EF021665
|  | MC625 | Ühendusava |  | Connecting hole | connecting hole | ETIM | mm |  | EF004168
|  | MC628 | Ühendusvõll |  | Connecting shaft | connecting shaft | ETIM | mm |  | EF004166
|  | MC631 | Ühendus vastavalt normile NEN 3268 |  | Connection according to NEN 3268 | connection according to NEN 3268 | NEN 3268:1984 |  |  | EF020889 | Bracket;LU1;Ri2;RU1;RU3;RU4;RU6;Other
|  | MC634 | Ühendusava läbimõõt |  | Connection bore diameter | connection bore diameter | ETIM | mm |  | EF014785
|  | MC637 | Ühenduse ristlõige |  | Connection cross section | connection cross section | ETIM | mm² |  | EF004170
|  | MC640 | Ühenduse ristlõige (peenekiuline) |  | Connection cross section (fine-strand) | connection cross section (fine-strand) | ETIM | mm² |  | EF009690
|  | MC643 | Ühenduse ristlõige (vahemik) |  | Connection cross section (range) | connection cross section (range) | ETIM | mm² |  | EF004331
|  | MC646 | Ühenduse ristlõige (massiivne soon) |  | Connection cross section (solid-core) | connection cross section (solid-core) | ETIM | mm² |  | EF009691
|  | MC649 | Ühenduse kõrgus |  | Connection height | connection height | ETIM | mm |  | EF022561
|  | MC652 | Ühenduse pikkus |  | Connection length | connection length | ETIM | mm |  | EF022519
|  | MC655 | Ühenduse nihe |  | Connection offset | connection offset | ETIM | mm |  | EF020394
|  | MC658 | Ühendustoru läbimõõt |  | Connection pipe diameter | connection pipe diameter | ETIM | mm |  | EF025496
|  | MC661 | Külgkanali ühenduse kõrgus |  | Connection side duct height | connection side duct height | ETIM | mm |  | EF022305
|  | MC664 | Külgkanali ühenduse laius |  | Connection side duct width | connection side duct width | ETIM | mm |  | EF022306
|  | MC667 | Ühenduse suurus |  | Connection size | connection diameter | IFC | m | ConnectionSize | EF001648
|  | MC670 | Kanali lisatarviku ühendusmõõt |  | Connection size duct attachment | connection size duct attachment | ETIM | mm |  | EF023654
|  | MC673 | Täitetoru ühendusmõõt |  | Connection size of filling pipe | connection size of filling pipe | ETIM | mm |  | EF020764
|  | MC676 | Ühendusvahe |  | Connection space | connection space | ETIM | mm |  | EF000262
|  | MC679 | Ühenduse laius |  | Connection width | connection width | ETIM | mm |  | EF022562
|  | MC682 | Konsooli pikkus |  | Console length | console length | ETIM | mm |  | EF023762
|  | MC685 | Kraaniotsiku alakülje paigalduskõrgus |  | Construction height, underside of tap nozzle | construction height, underside of tap nozzle | ETIM | mm |  | EF020797
|  | MC688 | Konstruktsiooni pikkus |  | Construction length | construction length | ETIM | mm |  | EF020021
|  | MC691 | Konstruktsiooni sisemine pikkus |  | Construction length inside | construction length inside | ETIM | mm |  | EF013146
|  | MC694 | Konstruktsiooni välimine pikkus |  | Construction length outside | construction length outside | ETIM | mm |  | EF013145
|  | MC697 | Konstruktsiooni suurus |  | Construction size | construction size | ETIM | mm |  | EF012282
|  | MC700 | Tarbimine |  | Consumption | consumption | ETIM | kg/m² |  | EF010637
|  | MC703 | Tarbimine m² kohta |  | Consumption per m² | consumption per m² | ETIM | l |  | EF014454
|  | MC706 | Joogivee konteineri maht |  | Container volume fresh water | container volume fresh water | ETIM | l |  | EF012476
|  | MC709 | Heitveepaagi maht |  | Container volume waste water | container volume waste water | ETIM | l |  | EF011279
|  | MC712 | Saasteaine maht |  | Contaminant volume | relative volume of contaminant stratum constituents | IFC | m3 | ContaminantVolume
|  | MC715 | Salvestuspaagi maht |  | Content storage tank | content storage tank | ETIM | l |  | EF010816
|  | MC718 | Juhtimispaneeli kõrgus |  | Control panel height | control panel height | ETIM | mm |  | EF022413
|  | MC721 | Juhtimispaneeli laius |  | Control panel width | control panel width | ETIM | mm |  | EF022412
|  | MC724 | Teisendus alates |  | Conversion from | conversion from | ETIM | mm |  | EF013106
|  | MC727 | Teisendus kuni |  | Conversion to | conversion to | ETIM | mm |  | EF013107
|  | MC730 | Juhtme paksus |  | Cord thickness | cord thickness | ETIM | mm |  | EF022414
|  | MC733 | Õõnespaneeli alumise osa kõrgus |  | Core base height | core base height of the profile | IFC |  | CoreBaseHeight
|  | MC736 | Õõnespaneeli alumise osa laius |  | Core base width | core base width of the profile | IFC |  | CoreBaseWidth
|  | MC739 | Soone ristlõige |  | Core cross section | core cross section | ETIM |  |  | EF000018
|  | MC742 | Soone ristlõige (vahemik) |  | Core cross section (range) | core cross section (range) | ETIM | mm² |  | EF007572
|  | MC745 | Soone läbimõõt |  | Core diameter | core diameter | ETIM | mm |  | EF005497
|  | MC748 | Õõnespaneeli keskosa kõrgus |  | Core middle height | core middle height of the profile | IFC |  | CoreMiddleHeight
|  | MC751 | Labade nurk (x) |  | Core set horizontal | degree of horizontal (in the X-axis of the LocalPlacement) blade set from the centerline | IFC |  | CoreSetHorizontal
|  | MC754 | Labade nurk (y) |  | Core set vertical | degree of vertical (in the Y-axis of the LocalPlacement) blade set from the centerline | IFC |  | CoreSetVertical
|  | MC757 | Südamiku vahe |  | Core spacing | core spacing of the profile | IFC |  | CoreSpacing
|  | MC760 | Õõnespaneeli ülemise osa kõrgus |  | Core top height | core top height of the profile | IFC |  | CoreTopHeight
|  | MC763 | Õõnespaneeli ülemise osa laius |  | Core top width | core top width of the profile | IFC |  | CoreTopWidth
|  | MC766 | Nurgaserv |  | Corner chamfer | the chamfer in the corners of the precast element; the chamfer is presumed to be equal in both directions | IFC |  | CornerChamfer
|  | MC769 | Nurgaääriku laius (z) |  | Corner fixing plate flange width in plane z | the flange width of the L-shaped corner plate in plane Z | IFC |  | CornerFixingPlateFlangeWidthInPlaneZ
|  | MC772 | Nurgaääriku laius (x) |  | Corner fixing plate flange width in plane x | the flange width of the L-shaped corner plate in plane X | IFC |  | CornerFixingPlateFlangeWidthInPlaneX
|  | MC775 | Nurgaääriku pikkus |  | Corner fixing plate length | the length of the L-shaped corner plate | IFC |  | CornerFixingPlateLength
|  | MC778 | Nurgaääriku paksus |  | Corner fixing plate thickness | the thickness of the L-shaped corner plate | IFC |  | CornerFixingPlateThickness
|  | MC781 | Süvise läbimõõt |  | Countersink diameter | countersink diameter | ETIM | mm |  | EF011385
|  | MC784 | Süvise läbimõõt (vahemik) |  | Countersink diameter (range) | countersink diameter (range) | ETIM | mm |  | EF025472
|  | MC787 | Liitmiku mõõt |  | Coupling size | coupling size, measurement property for connection | ETIM | mm |  | EF023131
|  | MC790 | Katte sügavus |  | Cover depth | cover depth | ETIM | mm |  | EF012219
|  | MC793 | Katte pikkus |  | Cover length | the length measured along the x-axis in the local coordinate system or the radius (in the case of a circular shape in plan) of the cover of the waste | IFC |  | CoverLength
|  | MC796 | Katte välisläbimõõt |  | Cover outer diameter | cover outer diameter | ETIM | mm |  | EF024238
|  | MC799 | Katteplaadi läbimõõt |  | Cover plate diameter | cover plate diameter | ETIM | mm |  | EF022232
|  | MC802 | Katteplaadi kõrgus |  | Cover plate height | cover plate height | ETIM | mm |  | EF022126
|  | MC805 | Katteplaadi pikkus |  | Cover plate length | cover plate length | ETIM | mm |  | EF007902
|  | MC808 | Katteplaadi laius |  | Cover plate width | cover plate width | ETIM | mm |  | EF021474
|  | MC811 | Katte laius |  | Cover width | the length measured along the y-axis in the local coordinate system | IFC |  | CoverWidth | EF005146
|  | MC814 | Katte laius 1 |  | Cover width 1 | cover width 1 | ETIM | mm |  | EF005147
|  | MC817 | Katte laius 2 |  | Cover width 2 | cover width 2 | ETIM | mm |  | EF005148
|  | MC820 | Katte laius 3 |  | Cover width 3 | cover width 3 | ETIM | mm |  | EF005149
|  | MC823 | Vähim kate |  | Cover, min | min cover (ex min cover on top of reinforcement) | IFC
|  | MC826 | Katvusala |  | Coverage area | the area that is covered by the sensor (typically measured as a circle whose center is at the location of the sensor) | IFC | m2 | CoverageArea
|  | MC829 | Katvuse ulatus (maht) |  | Coverage volume | coverage volume | ETIM | m³ |  | EF012224
|  | MC832 | Katte paksus |  | Covering thickness | covering thickness | ETIM | mm |  | EF014859
|  | MC835 | Katte laius |  | Covering width | the width of the covered surface | ETIM | mm |  | EF010363
|  | MC860 | Lekkerada |  | Creepage path | creepage path | ETIM | mm |  | EF007894
|  | MC863 | Ristlõige |  | Cross section | cross section | ETIM | mm² |  | EF000649
|  | MC866 | Ristlõike pindala |  | Cross section area | is the area of a two-dimensional shape that is obtained when a three-dimensional object is sliced perpendicular to some specified axis at a point | IFC | m2 | CrossSectionArea
|  | MC869 | Haru südamiku ristlõige |  | Cross section branch core | cross section branch core | ETIM | mm² |  | EF014376
|  | MC872 | Ühenduskaabli ristlõige |  | Cross section connection cable | cross section connection cable | ETIM | mm² |  | EF005193
|  | MC875 | Ristlõike kõrgus |  | Cross section height | cross section height | ETIM | mm |  | EF001666
|  | MC878 | Kaablite ristlõige |  | Cross section of take-off cable | cross section of take-off cable | ETIM | mm² |  | EF002395
|  | MC881 | Ühendusjuhtide ristlõige |  | Cross section of the connecting conductors | cross section of the connecting conductors | ETIM | mm² |  | EF003520
|  | MC884 | Jõukontaktide ristlõikepind |  | Cross section of the power contacts | cross section of the power contacts | ETIM | mm² |  | EF009329
|  | MC887 | Läbiva juhtmestiku südamiku ristlõige |  | Cross section through-wiring core | cross section through-wiring core | ETIM | mm² |  | EF014377
|  | MC890 | Ristlõike laius |  | Cross section width | cross section width | ETIM | mm |  | EF001667
|  | MC893 | Kaabli soonte ristlõige |  | Cross section wiring cores | cross section wiring cores | ETIM | mm² |  | EF004287
|  | MC896 | Ristlõikepindala |  | Cross sectional area | cross section area of the phase(s) lead(s) | IFC | m2 | CrossSectionalArea
|  | MC899 | Alumise lati samm |  | Crossing lower bar pitch | the pitch length of the crossing lower bar | IFC |  | CrossingLowerBarPitch
|  | MC902 | Ülemise lati samm |  | Crossing upper bar pitch | the pitch length of the crossing upper bar | IFC |  | CrossingUpperBarPitch
|  | MC940 | Lõikelaius |  | Cut width | cut width | ETIM | mm |  | EF010335
|  | MC943 | Seadistatav lõikamispaksus |  | Cutting thickness adjustable up to | cutting thickness adjustable up to | ETIM | mm |  | EF000668
|  | MC970 | Perioodi vahemik |  | Cyclic range | identifies the angular range of the kinematic behaviour | IFC |  | CyclicRange
|  | MC975 | Silindriharja pikkus |  | Cylinder brush length | cylinder brush length | ETIM | mm |  | EF014238
| MD |  | Omadused, mis algavad tähega "D" (veeru "G" järgi) |  | Properties that start with letter "D" | terms (property names) are based on a given reference | CCI-EE
|  | MD040 | Otsene teljeulatus (suurus) |  | Deadbolt throw (size) | deadbolt throw (size) | ETIM | mm |  | EF012950
|  | MD043 | Läbipaine |  | Deflection | deflection | ETIM | mm |  | EF026195
|  | MD046 | Aine puistetihedus |  | Density of the medium | density of the medium | ETIM | kg/m³ |  | EF009829
|  | MD049 | Isolatsiooni tihedus |  | Density, insulation | density, insulation | ETIM | kg/m³ |  | EF022325
|  | MD052 | Sügavus |  | Depth | overall dimension in the horizontal plane, length | IFC |  | Depth | EF000049
|  | MD055 | Sügavus (sisemine kuni ülevooluni) |  | Depth (internal to overflow) | depth (internal to overflow) | ETIM | mm |  | EF025059
|  | MD058 | Sügavus (vahemik) |  | Depth (range) | depth (range) | ETIM | mm |  | EF005457
|  | MD061 | Sügavuse seadistamine |  | Depth adjustment | depth adjustment | ETIM | mm |  | EF026264
|  | MD064 | Seadistuspiirkonna ulatus |  | Depth adjustment range | depth adjustment range | ETIM | mm |  | EF024790
|  | MD067 | Vannitoa kapi sügavus |  | Depth bath unit cabinet | depth bath unit cabinet | ETIM | mm |  | EF015677
|  | MD070 | Haru/ava sügavus |  | Depth branch/opening | depth branch/opening | ETIM | mm |  | EF005686
|  | MD073 | Kuvari sügavus |  | Depth display unit | depth display unit | ETIM | mm |  | EF026288
|  | MD076 | Sügavus seinast kuni esiküljeni |  | Depth from wall to front side | depth from wall to front side | ETIM | mm |  | EF024638
|  | MD079 | Esiplaadi sügavus |  | Depth front plate | depth front plate | ETIM | mm |  | EF026027
|  | MD082 | Grillimispinna sügavus |  | Depth grill surface | depth grill surface | ETIM | mm |  | EF008079
|  | MD085 | Siseühiku sügavus |  | Depth indoor unit | depth indoor unit | ETIM | mm |  | EF000866
|  | MD088 | Lukukere sügavus |  | Depth lock case | depth lock case | ETIM | mm |  | EF010200
|  | MD091 | Lukuaasa sügavus |  | Depth lock shackle | depth lock shackle | ETIM | mm |  | EF026025
|  | MD094 | Kasti sügavus |  | Depth of case | depth of case | ETIM | mm |  | EF013368
|  | MD097 | Sügavus, vasturaud |  | Depth of centre strike patch | depth of centre strike patch | ETIM | mm |  | EF013218
|  | MD100 | Seadme sügavus |  | Depth of device | depth of device | ETIM | mm |  | EF008810
|  | MD103 | Filtrielemendi sügavus |  | Depth of filter element | depth of filter element | ETIM | mm |  | EF024213
|  | MD106 | Põrandasüvendi sügavus |  | Depth of flooring recess | depth of flooring recess | ETIM | mm |  | EF005356
|  | MD109 | Hinge sügavus |  | Depth of hinge | depth of hinge | ETIM | mm |  | EF013221
|  | MD112 | Tunneli sügavus |  | Depth of tunnel | depth of tunnel | ETIM | mm |  | EF013400
|  | MD115 | Välisühiku sügavus |  | Depth outdoor unit | depth outdoor unit | ETIM | mm |  | EF000870
|  | MD118 | Põrandakanali sügavus |  | Depth plinth skirting duct | depth plinth skirting duct | ETIM | mm |  | EF006404
|  | MD121 | Anduri korpuse sügavus |  | Depth sensor housing | depth sensor housing | ETIM | mm |  | EF015230
|  | MD124 | Valamukapi sügavus |  | Depth washbasin cabinet | depth washbasin cabinet | ETIM | mm |  | EF015674
|  | MD127 | Ülemise kapi sügavus |  | Depth washbasin top cabinet | depth washbasin top cabinet | ETIM | mm |  | EF015680
|  | MD130 | Paigaldusplaadi paksus (sügavus) |  | Depth, mounting plate | depth, mounting plate | ETIM | mm |  | EF021744
|  | MD133 | Vaheploki sügavus |  | Depth, spacer block | depth, spacer block | ETIM | mm |  | EF021610
|  | MD136 | Katsekehade tuvastusvõime |  | Detection capability for test bodies | detection capability for test bodies | ETIM | mm |  | EF003991
|  | MD139 | Detektori läbimõõt |  | Detector diameter | detector diameter | ETIM | mm |  | EF022114
|  | MD142 | Detektori kõrgus |  | Detector height | detector height | ETIM | mm |  | EF022113
|  | MD145 | Loodud renni laius |  | Developed tray width | developed tray width | ETIM | mm |  | EF021925
|  | MD148 | Loodud renni laius |  | Developed tray width | developed tray width | ETIM | mm |  | EF023958
|  | MD180 | Diagonaalkaugus |  | Diagonal distance | dimensional property between two non-adjacent corners | CCI-EE
|  | MD183 | Diagonaalse sõrestiku baasvarda läbimõõt |  | Diagonal truss base bar diameter | the nominal diameter of the base bar | IFC |  | DiagonalTrussBaseBarDiameter
|  | MD186 | Diagonaalse sõrestiku ristvarda läbimõõt |  | Diagonal truss cross bar diameter | the nominal diameter of the diagonal cross-bars | IFC |  | DiagonalTrussCrossBarDiameter
|  | MD189 | Diagonaalse sõrestiku ristvarraste vahe |  | Diagonal truss cross bar spacing | the spacing between diagonal cross-bar sections | IFC |  | DiagonalTrussCrossBarSpacing
|  | MD192 | Diagonaalse sõrestiku kõrgus |  | Diagonal truss height | the overall height of the truss connector | IFC |  | DiagonalTrussHeight
|  | MD195 | Diagonaalse sõrestiku pikkus |  | Diagonal truss length | the overall length of the truss connector | IFC |  | DiagonalTrussLength
|  | MD198 | Diagonaalse sõrestiku sekundaarse varda läbimõõt |  | Diagonal truss secondary bar diameter | the nominal diameter of the secondary bar | IFC |  | DiagonalTrussSecondaryBarDiameter
|  | MD201 | Läbimõõt |  | Diameter | measuring property of chord passing through the center of a circle | IFC |  | Diameter | EF000551
|  | MD204 | Läbimõõt (vahemik) |  | Diameter (range) | diameter (range) | ETIM | mm |  | EF004620
|  | MD207 | Õhu väljalaskeava läbimõõt |  | Diameter air exhaust | diameter air exhaust | ETIM | mm |  | EF025143
|  | MD210 | Läbimõõt, õhukanal |  | Diameter air passage | diameter air passage | ETIM | mm |  | EF014020
|  | MD213 | Aluse läbimõõt |  | Diameter at base | diameter at base | ETIM | mm |  | EF009494
|  | MD216 | Võlli läbimõõt |  | Diameter axle | diameter axle | ETIM | mm |  | EF007110
|  | MD219 | Läbimõõt, pall |  | Diameter ball | diameter ball | ETIM | mm |  | EF014911
|  | MD222 | Varda läbimõõt |  | Diameter bar | diameter bar | ETIM | mm |  | EF026389
|  | MD225 | Poldi ava läbimõõt |  | Diameter bolt hole | diameter bolt hole | ETIM | mm |  | EF021780
|  | MD228 | Puuritud ava läbimõõt |  | Diameter bore hole (opening) | diameter bore hole (opening) | ETIM | mm |  | EF009277
|  | MD231 | Põhja läbimõõt |  | Diameter bottom side | diameter bottom side | ETIM | mm |  | EF012721
|  | MD234 | Põletipea läbimõõt |  | Diameter burner head | diameter burner head | ETIM | mm |  | EF010065
|  | MD237 | Nupu läbimõõt |  | Diameter button | diameter button | ETIM | mm |  | EF010383
|  | MD240 | Kaamera pea läbimõõt |  | Diameter camera probe | diameter camera probe | ETIM | mm |  | EF013650
|  | MD243 | Otsiku läbimõõt |  | Diameter cap | diameter cap | ETIM | mm |  | EF001423
|  | MD246 | Juhi läbimõõt |  | Diameter conductor | diameter conductor | ETIM | mm |  | EF001621
|  | MD249 | Ühenduse 1 läbimõõt |  | Diameter connection 1 | diameter connection 1 | ETIM | mm |  | EF009975
|  | MD252 | Ühenduse 2 läbimõõt |  | Diameter connection 2 | diameter connection 2 | ETIM | mm |  | EF009997
|  | MD255 | Ühendustarviku läbimõõt |  | Diameter connection facility | diameter connection facility | ETIM | mm |  | EF023653
|  | MD258 | Sisselaske külje läbimõõt |  | Diameter connection inlet side | diameter connection inlet side | ETIM | mm |  | EF016283
|  | MD261 | Väljalaskeava ühenduse läbimõõt |  | Diameter connection outlet side | diameter connection outlet side | ETIM | mm |  | EF016282
|  | MD264 | Ühendusharu läbimõõt |  | Diameter connection pin | diameter connection pin | ETIM | mm |  | EF006823
|  | MD267 | Ühendusplaadi läbimõõt |  | Diameter connection plate | diameter connection plate | ETIM | mm |  | EF004187
|  | MD270 | Liitmiku läbimõõt |  | Diameter connector | diameter connector | ETIM | mm |  | EF007496
|  | MD273 | Emase kontakti läbimõõt |  | Diameter contact female | diameter contact female | ETIM | mm |  | EF007319
|  | MD276 | Kontakti haru läbimõõt |  | Diameter contact pin | diameter contact pin | ETIM | mm |  | EF007327
|  | MD279 | Katte läbimõõt |  | Diameter cover lid | diameter cover lid | ETIM | mm |  | EF016292
|  | MD282 | Lõikeketta läbimõõt |  | Diameter cutter | diameter cutter | ETIM | mm |  | EF025708
|  | MD285 | Tuvastatav läbimõõt põrandal |  | Diameter detection range on floor | diameter detection range on floor | ETIM | m |  | EF003843
|  | MD288 | Diagonaalkeerme läbimõõt |  | Diameter diagonal thread | diameter diagonal thread | ETIM | mm |  | EF010499
|  | MD291 | Dreeni läbimõõt |  | Diameter drain | diameter drain | ETIM | mm |  | EF005678
|  | MD294 | Ajamivõlli läbimõõt |  | Diameter drive shaft | diameter drive shaft | ETIM | mm |  | EF026406
|  | MD297 | Kanali ühenduse läbimõõt |  | Diameter duct connection | diameter duct connection | ETIM | mm |  | EF024274
|  | MD300 | Maandusühenduse läbimõõt |  | Diameter earthing connection | diameter earthing connection | ETIM | mm |  | EF012535
|  | MD303 | Maandusvarda läbimõõt |  | Diameter earthing pin | diameter earthing pin | ETIM | mm |  | EF012397
|  | MD306 | Väljalaskeava läbimõõt |  | Diameter exhaust | diameter exhaust | ETIM | mm |  | EF021972
|  | MD309 | Väljalaskeõhu vooliku läbimõõt |  | Diameter exhaust air hose | diameter exhaust air hose | ETIM | mm |  | EF015869
|  | MD312 | Aaspoldi läbimõõt |  | Diameter eyebolt | diameter eyebolt | ETIM | mm |  | EF026078
|  | MD315 | Kiukimbu läbimõõt |  | Diameter fibre bundle | diameter fibre bundle | ETIM | mm |  | EF012590
|  | MD318 | Kiudude läbimõõt |  | Diameter fibres | diameter fibres | ETIM | mm |  | EF004188
|  | MD321 | Kinnituspunkti läbimõõt |  | Diameter fixed point | diameter fixed point | ETIM | mm |  | EF012297
|  | MD324 | Läbimõõt, põranda äravool |  | Diameter floor drain | diameter floor drain | ETIM | mm |  | EF010900
|  | MD327 | Võre läbimõõt |  | Diameter grid | diameter grid | ETIM | mm |  | EF022334
|  | MD330 | Juhttihvtide läbimõõt |  | Diameter guiding pin | diameter guiding pin | ETIM | mm |  | EF011389
|  | MD333 | Käepideme läbimõõt |  | Diameter handle | diameter handle | ETIM | mm |  | EF010608
|  | MD336 | Käsiratta läbimõõt |  | Diameter handwheel | diameter handwheel | ETIM | mm |  | EF010682
|  | MD339 | Hoidja kinnitusvarda läbimõõt |  | Diameter holding interception rod | diameter holding interception rod | ETIM | mm |  | EF012272
|  | MD342 | Vooliku ühenduse läbimõõt |  | Diameter hose connection | diameter hose connection | ETIM | mm |  | EF025935
|  | MD345 | Vooliku pistiku läbimõõt |  | Diameter hose tulle | diameter hose tulle | ETIM | mm |  | EF010515
|  | MD348 | Sukeldustoru läbimõõt |  | Diameter immersion tube | diameter immersion tube | ETIM | mm |  | EF009368
|  | MD351 | Tiiviku läbimõõt |  | Diameter impeller | diameter impeller | ETIM | mm |  | EF001643
|  | MD354 | Vaba läbimõõt |  | Diameter in the clear | diameter in the clear | ETIM | mm |  | EF025338
|  | MD357 | Sisselaskeava läbimõõt |  | Diameter inlets | diameter inlets | ETIM | mm |  | EF016012
|  | MD360 | Sisemise juhi läbimõõt |  | Diameter inner conductor | diameter inner conductor | ETIM | mm |  | EF001629
|  | MD363 | Sisetoru läbimõõt |  | Diameter inner pipe | diameter inner pipe | ETIM | mm |  | EF025217
|  | MD366 | Sisetoru läbimõõt 2 |  | Diameter inner pipe 2 | diameter inner pipe 2 | ETIM | mm |  | EF015342
|  | MD369 | Sisetoru läbimõõt 3 |  | Diameter inner pipe 3 | diameter inner pipe 3 | ETIM | mm |  | EF015343
|  | MD372 | Sisetoru läbimõõt 4 |  | Diameter inner pipe 4 | diameter inner pipe 4 | ETIM | mm |  | EF015344
|  | MD375 | Isolatsiooniliitmiku läbimõõt |  | Diameter insulation coupling | diameter insulation coupling | ETIM | mm |  | EF022622
|  | MD378 | Ümbrise läbimõõt |  | Diameter jacket | diameter jacket | ETIM | mm |  | EF022441
|  | MD381 | Lambi läbimõõt |  | Diameter lamp | diameter lamp | ETIM | mm |  | EF008310
|  | MD384 | Suur läbimõõt |  | Diameter large | diameter large | ETIM | mm |  | EF025489
|  | MD387 | Liini läbimõõt |  | Diameter line | diameter line | ETIM | mm |  | EF026019
|  | MD390 | Masti läbimõõt |  | Diameter mast pipe | diameter mast pipe | ETIM | mm |  | EF001961
|  | MD393 | Mõõteotsiku läbimõõt |  | Diameter measuring head | diameter measuring head | ETIM | mm |  | EF025133
|  | MD396 | Anduri sisetusjuhi läbimõõt |  | Diameter measuring insert | diameter measuring insert | ETIM | mm |  | EF009836
|  | MD399 | Paigaldusava läbimõõt |  | Diameter mounting hole | diameter mounting hole | ETIM | mm |  | EF008308
|  | MD402 | Paigaldusplaadi läbimõõt |  | Diameter mounting plate | diameter mounting plate | ETIM | mm |  | EF026076
|  | MD405 | Õhu toitekanali läbimõõt |  | Diameter of air supply | diameter of air supply | ETIM | mm |  | EF021241
|  | MD408 | Kella kilbi läbimõõt |  | Diameter of bell shell | diameter of bell shell | ETIM | mm |  | EF002724
|  | MD411 | Kassettide läbimõõt |  | Diameter of cartridges | diameter of cartridges | ETIM | mm |  | EF024216
|  | MD414 | Puhastusakna läbimõõt |  | Diameter of cleaning eye | diameter of cleaning eye | ETIM | mm |  | EF023523
|  | MD417 | Dreeniava läbimõõt |  | Diameter of drain hole | diameter of drain hole | ETIM | mm |  | EF020710
|  | MD420 | Läbiviiguava läbimõõt |  | Diameter of feed-through | diameter of feed-through | ETIM | mm |  | EF001072
|  | MD423 | Uurdega toruvõlli läbimõõt |  | Diameter of grooved shaft | diameter of grooved shaft | ETIM | mm |  | EF002714
|  | MD426 | Sisemise katteplaadi läbimõõt |  | Diameter of inner escutcheon | diameter of inner escutcheon | ETIM | mm |  | EF016167
|  | MD429 | Mehaanilise ventilatsiooni / soojustagastuse ühenduse läbimõõt |  | Diameter of mechanical ventilation/heat recovery | diameter of mechanical ventilation/heat recovery | ETIM | mm |  | EF021242
|  | MD432 | Kaitseplaadi välisläbimõõt |  | Diameter of outer escutcheon | diameter of outer escutcheon | ETIM | mm |  | EF016161
|  | MD435 | Väljundite läbimõõt |  | Diameter of outlets | diameter of outlets | ETIM | mm |  | EF023992
|  | MD438 | Pistiku läbimõõt |  | Diameter of plug-in peg | diameter of plug-in peg | ETIM | mm |  | EF011326
|  | MD441 | Kanali deaereerimistoru läbimõõt |  | Diameter of sewer de-aeration | diameter of sewer de-aeration | ETIM | mm |  | EF021243
|  | MD444 | Üheseinalise süsteemi läbimõõt |  | Diameter of single-walled system | diameter of single-walled system | ETIM | mm |  | EF024132
|  | MD447 | Ava läbimõõt |  | Diameter opening | diameter opening | ETIM | mm |  | EF004617
|  | MD450 | Avade läbimõõt |  | Diameter openings | diameter openings | ETIM | mm |  | EF000243
|  | MD453 | Optika läbimõõt |  | Diameter optics | diameter optics | ETIM | mm |  | EF002764
|  | MD456 | Välimise juhi läbimõõt |  | Diameter outer conductor | diameter outer conductor | ETIM | mm |  | EF001630
|  | MD459 | Kaela välisläbimõõt |  | Diameter outer neck | diameter outer neck | ETIM | mm |  | EF013754
|  | MD462 | Paneeli ava läbimõõt |  | Diameter panel opening | diameter panel opening | ETIM | mm |  | EF004691
|  | MD465 | Tihvti läbimõõt |  | Diameter pin | diameter pin | ETIM | mm |  | EF026067
|  | MD468 | Toru suudme läbimõõt |  | Diameter pipe mouth | diameter pipe mouth | ETIM | mm |  | EF025333
|  | MD471 | Pistiku läbimõõt |  | Diameter plug-in contact | diameter plug-in contact | ETIM | mm |  | EF007320
|  | MD474 | Vahe läbimõõt |  | Diameter recess | diameter recess | ETIM | mm |  | EF008363
|  | MD477 | Kaugjuhtimisanduri läbimõõt |  | Diameter remote sensor | diameter remote sensor | ETIM | mm |  | EF021259
|  | MD480 | Rulli läbimõõt |  | Diameter rollers | diameter rollers | ETIM | mm |  | EF015135
|  | MD483 | Katuseneelu läbimõõt |  | Diameter roof flashing | diameter roof flashing | ETIM | mm |  | EF021537
|  | MD486 | Katuseava läbimõõt |  | Diameter roof opening | diameter roof opening | ETIM | mm |  | EF010530
|  | MD489 | Kandiku läbimõõt |  | Diameter rotating tray | diameter rotating tray | ETIM | mm |  | EF004619
|  | MD492 | Ümarjuhi 1 läbimõõt |  | Diameter round conductor 1 | diameter round conductor 1 | ETIM | mm |  | EF012523
|  | MD495 | Ümarjuhi 2 läbimõõt |  | Diameter round conductor 2 | diameter round conductor 2 | ETIM | mm |  | EF012525
|  | MD498 | Roolipalleri läbimõõt |  | Diameter rudder stock shaft | diameter rudder stock shaft | ETIM | mm |  | EF025594
|  | MD501 | Anduri läbimõõt |  | Diameter sensor | diameter sensor | ETIM | mm |  | EF007111
|  | MD504 | Diameter sensor element |  | Diameter sensor element | diameter sensor element | ETIM | mm |  | EF014727
|  | MD507 | Võlli läbimõõt pärast vähendust |  | Diameter shaft after shrink | diameter shaft after shrink | ETIM | mm |  | EF006455
|  | MD510 | Võlli läbimõõt enne vähendust |  | Diameter shaft before shrink | diameter shaft before shrink | ETIM | mm |  | EF006454
|  | MD513 | Üksikkiu läbimõõt |  | Diameter single fibre | diameter single fibre | ETIM | mm |  | EF012187
|  | MD516 | Väike läbimõõt |  | Diameter small | diameter small | ETIM | mm |  | EF025488
|  | MD519 | Sulguri läbimõõt |  | Diameter stop | diameter stop | ETIM | mm |  | EF026370
|  | MD522 | Tugivõlli läbimõõt |  | Diameter support shaft | diameter support shaft | ETIM | mm |  | EF026407
|  | MD525 | Toruühenduse läbimõõt |  | Diameter tap hole | diameter tap hole | ETIM | mm |  | EF000852
|  | MD528 | Temperatuurianduri läbimõõt |  | Diameter temperature sensor | diameter temperature sensor | ETIM | mm |  | EF016366
|  | MD531 | Ülemine läbimõõt |  | Diameter top side | diameter top side | ETIM | mm |  | EF012724
|  | MD534 | Kolmjala pea läbimõõt |  | Diameter tripod head | diameter tripod head | ETIM | mm |  | EF010561
|  | MD537 | Toru läbimõõt |  | Diameter tube | diameter tube | ETIM | mm |  | EF007734
|  | MD540 | Alumise keerme läbimõõt |  | Diameter under thread | diameter under thread | ETIM | mm |  | EF010500
|  | MD543 | Ülemise keerme läbimõõt |  | Diameter upper thread | diameter upper thread | ETIM | mm |  | EF010498
|  | MD546 | Seinaava läbimõõt |  | Diameter wall opening | diameter wall opening | ETIM | mm |  | EF009478
|  | MD549 | Veeühenduse läbimõõt |  | Diameter water connection | diameter water connection | ETIM | mm |  | EF020910
|  | MD552 | Läbimõõt, rattad |  | Diameter wheels | diameter wheels | ETIM | mm |  | EF014946
|  | MD555 | Akna 1 läbimõõt |  | Diameter window 1 | diameter window 1 | ETIM | mm |  | EF026221
|  | MD558 | Akna 2 läbimõõt |  | Diameter window 2 | diameter window 2 | ETIM | mm |  | EF026222
|  | MD561 | Õhuväljundi läbimõõt |  | Diameter wing nozzle | diameter wing nozzle | ETIM | mm |  | EF004618
|  | MD564 | Läbimõõt ilma isolatsioonita |  | Diameter without insulation | diameter without insulation | ETIM | mm |  | EF009366
|  | MD567 | Ploki läbimõõt |  | Diameter, block | diameter, block | ETIM | mm |  | EF021522
|  | MD570 | Ühendustorude läbimõõt |  | Diameter, connecting pipes | diameter, connecting pipes | ETIM | mm |  | EF020557
|  | MD573 | Ühenduse läbimõõt tühjenduspoolel |  | Diameter, connection discharge side | diameter, connection discharge side | ETIM | mm |  | EF025967
|  | MD576 | Ühenduse läbimõõt veopoolel |  | Diameter, connection driving side | diameter, connection driving side | ETIM | mm |  | EF025965
|  | MD579 | Veesondi / kereühenduse läbimõõt |  | Diameter, connection water gauge/body | diameter, connection water gauge/body | ETIM | mm |  | EF020589
|  | MD582 | Ühenduste läbimõõt |  | Diameter, connections | diameter, connections | ETIM | mm |  | EF021741
|  | MD585 | Dreenivooliku tülli / vooliku ühenduse läbimõõt |  | Diameter, drainage hose tulle/hose connection | diameter, drainage hose tulle/hose connection | ETIM | mm |  | EF021595
|  | MD588 | Kanali läbimõõt |  | Diameter, duct | diameter, duct | ETIM | mm |  | EF022069
|  | MD591 | Sisendlehtri läbimõõt |  | Diameter, funnel inlet | diameter, funnel inlet | ETIM | mm |  | EF021916
|  | MD594 | Vooliku ühenduse läbimõõt |  | Diameter, hose connector | diameter, hose connector | ETIM | mm |  | EF022639
|  | MD597 | Kere läbimõõt |  | Diameter, housing | diameter, housing | ETIM | mm |  | EF020596
|  | MD600 | Lehepüüduri läbimõõt |  | Diameter, leaf catcher | diameter, leaf catcher | ETIM | mm |  | EF021495
|  | MD603 | Ventilatsiooni mehaanilise ühenduse läbimõõt |  | Diameter, mechanical ventilation connection | diameter, mechanical ventilation connection | ETIM | mm |  | EF024138
|  | MD606 | Surunupu läbimõõt |  | Diameter, push button | diameter, push button | ETIM | mm |  | EF022139
|  | MD609 | Piluava läbimõõt |  | Diameter, slotted hole | diameter, slotted hole | ETIM | mm |  | EF021558
|  | MD612 | Keermestatud varda läbimõõt |  | Diameter, threaded rod | diameter, threaded rod | ETIM | mm |  | EF021598
|  | MD615 | Membraanklapi välisläbimõõt |  | Diaphragm valve outer diameter | diaphragm valve outer diameter | ETIM | mm |  | EF024292
|  | MD618 | Sisend ja väljundtasandite vaheline erinevus |  | Difference between inlet and outlet invert level | difference between inlet and outlet invert level | ETIM | mm |  | EF011537
|  | MD621 | Mõõdud, ühendushülss (spindel) |  | Dimension coupling sleeve (for spindle) | dimension coupling sleeve (for spindle) | ETIM | mm |  | EF014256
|  | MD624 | Mõõtmeteta avaus |  | Dimension free opening | dimension free opening | ETIM | mm |  | EF011485
|  | MD627 | Paigaldusplaadi siseküljega rööpsuunaline mõõde |  | Dimension parallel to mounting plate inner side | dimension parallel to mounting plate inner side | ETIM | mm |  | EF002663
|  | MD630 | Paigaldusplaadi välisküljega rööpsuunaline mõõde |  | Dimension parallel to mounting plate outer side | dimension parallel to mounting plate outer side | ETIM | mm |  | EF002665
|  | MD633 | Dimension square neck bolt |  | Dimension square neck bolt | dimension square neck bolt | ETIM | mm |  | EF015588
|  | MD636 | Paigaldusplaadi siseküljega vertikaalsuunaline mõõde |  | Dimension vertical to mounting plate inner side | dimension vertical to mounting plate inner side | ETIM | mm |  | EF002662
|  | MD639 | Paigaldusplaadi välisküljega vertikaalsuunaline mõõde |  | Dimension vertical to mounting plate outer side | dimension vertical to mounting plate outer side | ETIM | mm |  | EF002664
|  | MD642 | Lahendusotsik |  | Discharge head | discharge head | ETIM | mm |  | EF023180
|  | MD645 | Tsirkulatsioonipumba kõrgus |  | Discharge head circulating pump | discharge head circulating pump | ETIM | m |  | EF002250
|  | MD648 | Lukustustihvti pikkus |  | Discharge of bolt | discharge of bolt | ETIM | mm |  | EF013268
|  | MD651 | Lahtivõtmise pikkus |  | Dismantle length | dismantle length | ETIM | mm |  | EF008297
|  | MD654 | Veeväljasurve (kaaluline) |  | Displacement | weight of water displaced by the vessel | IFC | kg | Displacement | EF025540
|  | MD657 | Ekraani diagonaal |  | Display diagonal | display diagonal | ETIM | cm |  | EF004601
|  | MD660 | Ekraani kõrgus |  | Display height | indicates the physical height of the screen (only the display surface) | IFC |  | DisplayHeight
|  | MD663 | Ekraani suurus |  | Display size | the physical size of the display; for a dial pressure gauge it will be the diameter of the dial | IFC |  | DisplaySize
|  | MD666 | Ekraani laius |  | Display width | indicates the physical width of the screen (only the display surface) | IFC |  | DisplayWidth
|  | MD669 | Mõlema külje vaheline kaugus |  | Distance between both sides | distance between both sides | ETIM | mm |  | EF010060
|  | MD672 | Komponentide telgede vaheline kaugus |  | Distance between component axes | the distance between the axes of the components, measured along the ‘South’ edge of the slab | IFC |  | DistanceBetweenComponentAxes
|  | MD675 | Katte rihmade vahekaugus |  | Distance between cover straps | distance between cover straps | ETIM | mm |  | EF023519
|  | MD678 | Pikkus soonte vahel |  | Distance between grooves | distance between grooves | ETIM | mm |  | EF013733
|  | MD681 | Põikosade vaheline kaugus |  | Distance between offset | distance between offset | ETIM | mm |  | EF021628
|  | MD684 | Paralleelsete kaablite vahekaugus |  | Distance between parallel circuits | distance measured between parallel circuits | IFC | m | DistanceBetweenParallelCircuits
|  | MD687 | Süvendite vaheline kaugus |  | Distance between rebates | distance between rebates | ETIM | mm |  | EF022853
|  | MD690 | Tsentritevaheline kaugus (vahemik) |  | Distance centre-to-centre (range) | distance centre-to-centre (range) | ETIM | mm |  | EF021841
|  | MD693 | Tsentritevaheline kaugus |  | Distance centre-to-centre | distance centre-to-centre | ETIM | mm |  | EF020200
|  | MD696 | Kaugus lukustuspoldist kuni riivi süvendisse |  | Distance deadbolt to recess of latch | distance deadbolt to recess of latch | ETIM | mm |  | EF012804
|  | MD699 | Ukse kaugus seinast |  | Distance door to wall | distance door to wall | ETIM | mm |  | EF026075
|  | MD702 | Kaugus, fassaad - alustala |  | Distance facade - shoring prop | distance facade - shoring prop | ETIM | mm |  | EF010610
|  | MD705 | Vahemaa kkäepidemeavast esiservani |  | Distance handle hole to front plate | distance handle hole to front plate | ETIM | mm |  | EF026032
|  | MD708 | Vahemaa kkäepidemeavast võtmeavani |  | Distance handle hole to keyhole | distance handle hole to keyhole | ETIM | mm |  | EF026031
|  | MD711 | Puudega inimese parkimiskoha kaugus |  | DIstance of allocated car-parking w/additional needs | the property of accessibility to building facilities which defines the distance of allocated car-parking for users with additional needs | EN 16309:2014 | m
|  | MD714 | Klambri kinnitusavade vahekaugus |  | Distance of bracket mounting holes | distance of bracket mounting holes | ETIM | mm |  | EF024434
|  | MD717 | Mahamineku/pealevõtu punkti kaugus |  | Distance of dedicated drop-off/pick up points | the property of accessibility to building facilities which defines the distance of dedicated drop-off and pick up points from the entrance for people with additional needs | EN 16309:2014 | m
|  | MD720 | Rampide kaugus |  | Distance of kerb ramps | the property of accessibility to building facilities which defines the distance of kerb ramps to the building entry to facilitate the setting-down of passengers close to the building | EN 16309:2014 | m
|  | MD723 | Paigaldusavade vahekaugus |  | Distance of mounting holes | distance of mounting holes | ETIM | mm |  | EF024421
|  | MD726 | Ühistranspordi peatuse kaugus |  | Distance of public transport | the property of accessibility to building facilities which defines the distance of public transport to the building entry to facilitate the setting-down of passengers close to the building | EN 16309:2014 | m
|  | MD729 | Pilude vahekaugus |  | Distance of slots | distance of slots | ETIM | mm |  | EF005246
|  | MD732 | Jaoturi tööpikkus |  | Distributor working length | distributor working length | ETIM | mm |  | EF021625
|  | MD750 | Ukse käepideme sügavus |  | Door handle depth | door handle depth | ETIM | mm |  | EF013230
|  | MD753 | Ukse käepideme pikkus |  | Door handle length | door handle length | ETIM | mm |  | EF013229
|  | MD756 | Ukse kõrgus |  | Door height | door height | ETIM | mm |  | EF025814
|  | MD759 | Ukse kõrgus (vahemik) |  | Door height (range) | door height (range) | ETIM | mm |  | EF015094
|  | MD762 | Uksetahvli kõrgus |  | Door leaf height | door leaf height | ETIM | mm |  | EF011813
|  | MD765 | Uksetahvli paksus |  | Door leaf thickness | door leaf thickness | ETIM | mm |  | EF011814
|  | MD768 | Uksetahvli laius |  | Door leaf width | door leaf width | ETIM | mm |  | EF011812
|  | MD771 | Uksetahvli laius (vahemik) |  | Door leaf width (range) | door leaf width (range) | ETIM | mm |  | EF015000
|  | MD774 | Ukse paksus |  | Door thickness | door thickness | ETIM | mm |  | EF026322
|  | MD777 | Ukse paksus (vahemik) |  | Door thickness (range) | door thickness (range) | ETIM | mm |  | EF014917
|  | MD780 | SKG plaadiga ukse paksus |  | Door thickness with SKG plate | door thickness with skg plate | ETIM | mm |  | EF010381
|  | MD783 | Standardplaadiga ukse paksus |  | Door thickness with standard plate | door thickness with standard plate | ETIM | mm |  | EF010380
|  | MD786 | Ukse laius |  | Door width | door width | ETIM | mm |  | EF025815
|  | MD789 | Ukseraami sügavus |  | Doorframe depth | doorframe depth | ETIM | mm |  | EF011819
|  | MD792 | Ukseraami kõrgus |  | Doorframe height | doorframe height | ETIM | mm |  | EF011818
|  | MD795 | Ukseraami mooduli kõrgus |  | Doorframe module height | doorframe module height | ETIM | dm |  | EF011816
|  | MD798 | Ukseraami mooduli laius |  | Doorframe module width | doorframe module width | ETIM | dm |  | EF011815
|  | MD801 | Ukseraami laius |  | Doorframe width | doorframe width | ETIM | mm |  | EF011817
|  | MD804 | Allavoolu ülevoolu veetase |  | Downstream flood water level | the design minimum upstream water level for the lock complex |  |  | DownstreamFloodWaterLevel
|  | MD807 | Allavoolu veetase |  | Downstream maintenance water level | design minimum upstream water level for the lock complex |  |  | DownstreamMaintenanceWaterLevel
|  | MD825 | Profiili baasnihe |  | Draft base offset | draft base offset of the profile | IFC |  | DraftBaseOffset
|  | MD828 | Profiili külgmine nihe |  | Draft side offset | draft side offset of the profile | IFC |  | DraftSideOffset
|  | MD831 | Dreeni ühenduse kõrgus |  | Drain connection height | drain connection height | ETIM | mm |  | EF021147
|  | MD834 | Drenaažiühenduse suurus |  | Drain connection size | size of the drain connection inlet to the waste disposal unit | IFC |  | DrainConnectionSize
|  | MD837 | Dreeni ühenduse laius |  | Drain connection width | drain connection width | ETIM | mm |  | EF021148
|  | MD840 | Drenaaži suurus |  | Drain size | the size of the drain outlet connection from the object | IFC |  | DrainSize
|  | MD843 | Puurimissügavus |  | Drill depth | drill depth | ETIM | mm |  | EF013355
|  | MD846 | Puuriava sügavus |  | Drill hole depth | drill hole depth | ETIM | mm |  | EF004563
|  | MD849 | Puuriava läbimõõt |  | Drill hole diameter | drill hole diameter | ETIM | mm |  | EF004562
|  | MD852 | Puuriava kaugus tsentrist |  | Drill hole distance centrically | drill hole distance centrically | ETIM | mm |  | EF002677
|  | MD855 | Puuritud augu vahe, horisontaalselt |  | Drill hole distance horizontal | drill hole distance horizontal | ETIM | mm |  | EF008406
|  | MD858 | Puuritud augu vahe, vertikaalselt |  | Drill hole distance vertical | drill hole distance vertical | ETIM | mm |  | EF008405
|  | MD861 | Puurimise mõõtmed |  | Drilling dimension | drilling dimension | ETIM | mm |  | EF013096
|  | MD864 | Ajamisektsiooni pikkus |  | Drive section length | drive section length | ETIM | mm |  | EF022244
|  | MD867 | Kukkumiskatse kõrgus |  | Drop test height | drop test height | ETIM | m |  | EF012742
|  | MD870 | Trumli suurus |  | Drum size | drum size | ETIM | l |  | EF007761
|  | MD873 | Trumli maht |  | Drum volume | drum volume | ETIM | l |  | EF005366
|  | MD876 | Kuivkaal |  | Dry weight | dry weight | ETIM | kg |  | EF025544
|  | MD900 | Kahese jaotusega keere |  | Dual spacing screw thread | dual spacing screw thread | ETIM | mm |  | EF005887
|  | MD903 | Kanali sügavus |  | Duct depth | duct depth | ETIM | mm |  | EF020930
|  | MD906 | Kanali läbimõõt |  | Duct diameter | duct diameter | ETIM | mm |  | EF021896
|  | MD909 | Kanali läbimõõt väljalaske poolel |  | Duct diameter, exhaust | duct diameter, exhaust | ETIM | mm |  | EF024561
|  | MD912 | Kanali läbimõõt imemispoolel |  | Duct diameter, suction | duct diameter, suction | ETIM | mm |  | EF024560
|  | MD915 | Kanali kõrgus |  | Duct height | duct height | ETIM | mm |  | EF000072
|  | MD918 | Kanali kõrgus (vahemik) |  | Duct height (range) | duct height (range) | ETIM | mm |  | EF005459
|  | MD921 | Kanali kõrgus sissepoole |  | Duct height inward | duct height inward | ETIM | mm |  | EF007885
|  | MD924 | Kanali laius väljalaske poolel |  | Duct height, exhaust | duct height, exhaust | ETIM | mm |  | EF024564
|  | MD927 | Kanali kõrgus imemispoolel |  | Duct height, suction | duct height, suction | ETIM | mm |  | EF024559
|  | MD930 | Kanali mõõt, haru 1 |  | Duct size, branch 1 | duct size, branch 1 | ETIM | mm |  | EF024341
|  | MD933 | Kanali mõõt, haru 2 |  | Duct size, branch 2 | duct size, branch 2 | ETIM | mm |  | EF024342
|  | MD936 | Kanali laius |  | Duct width | duct width | ETIM | mm |  | EF000026
|  | MD939 | Kanali laius (kinnitused) |  | Duct width (fasteners) | duct width (fasteners) | ETIM | mm |  | EF020929
|  | MD942 | Kanali laius (vahemik) |  | Duct width (range) | duct width (range) | ETIM | mm |  | EF007884
|  | MD945 | Kanali laius sissepoole |  | Duct width inward | duct width inward | ETIM | mm |  | EF007883
|  | MD948 | Kanali laius väljalaske poolel |  | Duct width, exhaust | duct width, exhaust | ETIM | mm |  | EF024563
|  | MD951 | Kanali laius imemispoolel |  | Duct width, suction | duct width, suction | ETIM | mm |  | EF024558
|  | MD954 | Tolmu hoidmise võime |  | Dust holding capacity | maximum filter dust holding capacity | IFC | kg | DustHoldingCapacity
|  | MD980 | Dünaamiline painderaadius 20 °C juures |  | Dynamic bending radius at 20 °C | dynamic bending radius at 20 °C | ETIM | mm |  | EF023118
| ME |  | Omadused, mis algavad tähega "E" (veeru "G" järgi) |  | Properties that start with letter "E" | terms (property names) are based on a given reference | CCI-EE
|  | ME020 | Maanduskaabli ristlõige |  | Earthing cable cross section | earthing cable cross section | ETIM | mm² |  | EF008576
|  | ME025 | Maanduskaabli pikkus |  | Earthing cable length | earthing cable length | ETIM | m |  | EF009772
|  | ME035 | Räästa kõrgus |  | Eaves height | standard net height of this storey, from the top surface of the construction floor, to the bottom surface of the construction floor or roof above; only provided is there is a constant height | IFC |  | EavesHeight
|  | ME100 | Serva kaugus esimese teljeni |  | Edge distance to first axis | the distance from the left (‘West’) edge of the slab (in the direction of span of the components) to the axis of the first component | IFC |  | EdgeDistanceToFirstAxis
|  | ME110 | Õnnespaneeli serva süvis |  | Edge draft | edge draft of the profile | IFC |  | EdgeDraft
|  | ME120 | Serva kinnitusplaadi ääriku laius (z) |  | Edge fixing plate flange width in plane z | the flange width of the L-shaped edge plate in plane Z | IFC |  | EdgeFixingPlateFlangeWidthInPlaneZ
|  | ME130 | Serva kinnitusplaadi ääriku laius (x) |  | Edge fixing plate flange width in plane x | the flange width of the L-shaped edge plate in plane X | IFC |  | EdgeFixingPlateFlangeWidthInPlaneX
|  | ME140 | Serva kinnitusplaadi pikkus |  | Edge fixing plate length | the length of the L-shaped edge plate | IFC |  | EdgeFixingPlateLength
|  | ME150 | Serva kinnitusplaadi paksus |  | Edge fixing plate thickness | the thickness of the L-shaped edge plate | IFC |  | EdgeFixingPlateThickness
|  | ME160 | Serva kõrgus |  | Edge height | edge height | ETIM | mm |  | EF021511
|  | ME240 | Efektiivne ankurdussügavus |  | Effective anchorage depth | effective anchorage depth | ETIM | mm |  | EF012339
|  | ME250 | Efektiivne ala |  | Effective area | effective discharge area of the air terminal | IFC | m2 | EffectiveArea
|  | ME260 | Efektiivne mahtuvus |  | Effective capacity | the total effective or actual volumetric capacity of the tank | IFC | m3/s | EffectiveCapacity
|  | ME270 | Efektiivne maht |  | Effective chamber size | volumetric measure defining the effective chamber size for operational and design activities | IFC | m3 | EffectiveChamberSize
|  | ME280 | Filtri efektiivne pind |  | Effective filter surface area | effective filter surface area | ETIM | m² |  | EF024192
|  | ME290 | Efektiivne pikkus (RMA) |  | Effective length (RMA) | effective length (rma) | ETIM | mm |  | EF025007
|  | ME300 | Sisendosa efektiivne pikkus |  | Effective length of inlet piece | effective length of inlet piece | ETIM | mm |  | EF022925
|  | ME340 | Väljapääsu ava kõrgus |  | Egress height | the height of the opening that is used for egress requirement | NATSPEC BIM
|  | ME350 | Väljapääsu ava laius |  | Egress width | the width of the opening that is used for egress requirement | NATSPEC BIM
|  | ME380 | Elektrikaabli ristlõige |  | Electric wire area | electrical property indicating line area | CoClass | m2
|  | ME390 | Elemendi kõrgus |  | Element height | element height | ETIM | mm |  | EF022516
|  | ME400 | Elemendi laius |  | Element width | element width | ETIM | mm |  | EF022515
|  | ME480 | Betoonist otsakandur |  | End bearing concrete | end bearing concrete | ETIM | mm |  | EF010619
|  | ME490 | Kividest otsakandur |  | End bearing masonry | end bearing masonry | ETIM | mm |  | EF010618
|  | ME500 | Terasest otsakandur |  | End bearing steel | end bearing steel | ETIM | mm |  | EF010617
|  | ME510 | Üleminekukõrvera lõpp |  | End smoothing length | length for the circular transition change of curvature at the end of the cant segment, measured from the start of the circular transition change of curvature to the end of the cant segment | IFC |  | EndSmoothingLength
|  | ME560 | Õhukanali vastav läbimõõt |  | Equivalent diameter air passage | equivalent diameter air passage | ETIM | mm |  | EF014019
|  | ME570 | Ekvivalentne kanali läbimõõt |  | Equivalent duct diameter | equivalent duct diameter | ETIM | mm |  | EF022549
|  | ME580 | Kanali haru vastav läbimõõt |  | Equivalent duct diameter, branches | equivalent duct diameter, branches | ETIM | mm |  | EF013993
|  | ME590 | Kanali ekvivalentne läbimõõt 1 |  | Equivalent duct diameter, connection 1 | equivalent duct diameter, connection 1 | ETIM | mm |  | EF022557
|  | ME600 | Kanali ekvivalentne läbimõõt 2 |  | Equivalent duct diameter, connection 2 | equivalent duct diameter, connection 2 | ETIM | mm |  | EF022558
|  | ME610 | Kanali ekvivalentne läbimõõt 3 |  | Equivalent duct diameter, connection 3 | equivalent duct diameter, connection 3 | ETIM | mm |  | EF013959
|  | ME620 | Kanali ekvivalentne läbimõõt 4 |  | Equivalent duct diameter, connection 4 | equivalent duct diameter, connection 4 | ETIM | mm |  | EF013960
|  | ME700 | Hinnanguline veetarve aastas (220 standardprogrammi) |  | Estimated water consumption/year (220 standard programs) | estimated water consumption/year (220 standard programs) | ETIM | l |  | EF008718
|  | ME710 | Hinnanguline veetarve aastas (280 standardprogrammi) |  | Estimated water consumption/year (280 standard programs) | estimated water consumption/year (280 standard programs) | ETIM | l |  | EF011862
|  | ME850 | Kanali väljalaskeotsa laius |  | Exhaust end duct width | exhaust end duct width | ETIM | mm |  | EF020809
|  | ME855 | Väljalaskepoolne kanali kõrgus |  | Exhaust side duct height | exhaust side duct height | ETIM | mm |  | EF022314
|  | ME860 | Väljalaskepoolne kanali laius |  | Exhaust sides duct width | exhaust sides duct width | ETIM | mm |  | EF022315
|  | ME865 | Objektiivi silmaava |  | Exit pupil | exit pupil | ETIM | mm |  | EF025956
|  | ME870 | Paisumispikkus |  | Expansion length | expansion length | ETIM | mm |  | EF023635
|  | ME875 | Paisumispaagi vee maht |  | Expansion tank water volume | expansion tank water volume | ETIM | l |  | EF021116
|  | ME880 | Suurendatud pikkus |  | Extended length | extended length | ETIM | m |  | EF011340
|  | ME885 | Kaanepikenduse pikkus |  | Extension length of cover | extension length of cover | ETIM | mm |  | EF015551
|  | ME890 | Ruloo pikenduspikkus |  | Extension length of roller blind | extension length of roller blind | ETIM | mm |  | EF013397
|  | ME895 | Välistarindialune pind (KP) |  | Exterior construction area (ECA) | is a measured area consisting of the exterior walls of a building envelope finished surface | EN 15221-6:2011
|  | ME900 | Välispind |  | External area | is a part of the plot area which is not covered with buildings according to their footprint | EN 15221-6:2011
|  | ME905 | Välispindala |  | External surface area | external surface area (both primary and secondary area) | IFC | m2 | ExternalSurfaceArea
|  | ME910 | Kõrgeim veetase |  | Extreme high water level | extreme high water level | IFC |  | ExtremeHighWaterLevel
|  | ME915 | Madalaim veetase |  | Extreme low water level | extreme low water level | IFC |  | ExtremeLowWaterLevel
|  | ME950 | Silmade laius |  | Eye width | eye width | ETIM | mm |  | EF011020
| MF |  | Omadused, mis algavad tähega "F" (veeru "G" järgi) |  | Properties that start with letter "F" | terms (property names) are based on a given reference | CCI-EE
|  | MF030 | Fassaadi küljepikkus |  | Façade side length | façade side length | ETIM | mm |  | EF024322
|  | MF035 | Tahu pindala |  | Face area | face area open to the airstream | IFC | m2 | FaceArea
|  | MF040 | Tahu pinna pindala |  | Face surface area | face area of filter frame | IFC | m2 | FaceSurfaceArea
|  | MF045 | Pikkus klüüsist kinnituskohani |  | Fairlead to termination | distance from the fairlead to the bitt or winch on the vessel where the line terminates | IFC |  | FairleadToTermination
|  | MF050 | Allatuleva toru nihe |  | Fall pipe offset | fall pipe offset | ETIM | mm |  | EF020411
|  | MF055 | Ventilaatori läbimõõt |  | Fan diameter | fan diameter | ETIM | mm |  | EF013246
|  | MF060 | Kinnituspikkus |  | Fastening length | measuring property for anchorage length | CoClass
|  | MF250 | Kiu pikkusega sisselaske pool |  | Fibre length input | fibre length input | ETIM | mm |  | EF013642
|  | MF255 | Kiu pikkuse väljundkülg |  | Fibre length output | fibre length output | ETIM | mm |  | EF013643
|  | MF260 | Hõõgniidi pikkus |  | Filament length | filament length | ETIM | mm |  | EF002369
|  | MF265 | Hõõglambi laius |  | Filament width | filament width | ETIM | mm |  | EF008117
|  | MF270 | Täitemaht |  | Fill volume | relative volume of fill (controlled placement of anthropogenic soil) stratum constituents | IFC | m3 | FillVolume
|  | MF275 | Täitesügavus |  | Filling depth | depth of filling (boreholeML) | IFC |  | FillingDepth
|  | MF280 | Täitekogus |  | Filling quantity | filling quantity | ETIM | ml |  | EF007771
|  | MF285 | Õli täitekogus |  | Filling quantity oil | filling quantity oil | ETIM | l |  | EF007772
|  | MF290 | Filter capacity |  | Filter capacity | filter capacity | ETIM | l |  | EF015748
|  | MF295 | Filtrielemendi pikkus |  | Filter element length | filter element length | ETIM | mm |  | EF022542
|  | MF300 | Filtrikere kõrgus |  | Filter housing height | filter housing height | ETIM | mm |  | EF021682
|  | MF305 | Filtrivõrgu tihedus |  | Filter mesh density | filter mesh density | ETIM | mm |  | EF020773
|  | MF310 | Filtri maht |  | Filter volume | filter volume | ETIM | kg |  | EF020772
|  | MF315 | Lõplik lae kõrgus |  | Finish ceiling height | height of the suspended ceiling (from top of flooring to the bottom of the suspended ceiling); to be provided only if the space has a suspended ceiling with constant height | IFC |  | FinishCeilingHeight
|  | MF320 | Lõplik põranda kõrgus |  | Finish floor height | height of the flooring (from base slab without flooring to the flooring height); to be provided only if the space has a constant flooring height | IFC |  | FinishFloorHeight
|  | MF325 | Tulesiibri läbimõõt |  | Fire damper diameter | fire damper diameter | ETIM | mm |  | EF022247
|  | MF330 | Esimene kõverusraadius (mahuti) |  | First curvature radius | should be defined as the base or left side radius of curvature value | IFC |  | FirstCurvatureRadius
|  | MF335 | Paigalduspikkus kruviühendusega |  | Fitting length with screw connection | fitting length with screw connection | ETIM | mm |  | EF015304
|  | MF340 | Kohtkindla klambri läbimõõt |  | Fixed point bracket diameter | fixed point bracket diameter | ETIM | mm |  | EF023636
|  | MF345 | Kinnituselemendi kõrgus |  | Fixing socket height | the overall height of the fixing socket | IFC |  | FixingSocketHeight
|  | MF350 | Kinnituselemendi keerme läbimõõt |  | Fixing socket thread diameter | the nominal diameter of the thread | IFC |  | FixingSocketThreadDiameter
|  | MF355 | Kinnituselemendi pikkus |  | Fixing socket thread length | the length of the threaded part of the fixing socket | IFC |  | FixingSocketThreadLength
|  | MF360 | Seadme kõrgus |  | Fixture height | the height of the fixture, such as the text height of an exit sign | IFC |  | FixtureHeight
|  | MF440 | Leegi pikendamine |  | Flame head extension | flame head extension | ETIM | mm |  | EF020539
|  | MF445 | Ääriku alumine ümarkant |  | Flange base fillet | flange base fillet of the profile | IFC |  | FlangeBaseFillet
|  | MF450 | Ääriku kant |  | Flange chamfer | flange chamfer of the profile | IFC |  | FlangeChamfer
|  | MF455 | Ääriku sügavus |  | Flange depth | flange depth of the profile | IFC |  | FlangeDepth
|  | MF460 | Ääriku läbimõõt |  | Flange diameter | overall diameter of the flange | IFC | mm | FlangeDiameter | EF000525
|  | MF465 | Ääriku süvis |  | Flange draft | flange draft of the profile | IFC |  | FlangeDraft
|  | MF470 | Flange length |  | Flange length | flange length | ETIM | mm |  | EF015682
|  | MF475 | Ääriku mõõt, horisontaal |  | Flange size horizontal | flange size horizontal | ETIM | mm |  | EF008408
|  | MF480 | Ääriku mõõt, vertikaal |  | Flange size vertical | flange size vertical | ETIM | mm |  | EF008407
|  | MF485 | Ääriku paksus |  | Flange thickness | thickness of the material from which the pipe bend is constructed | IFC |  | FlangeThickness
|  | MF490 | Ääriku ülemine ümarkant |  | Flange top fillet | flange top fillet of the profile | IFC |  | FlangeTopFillet
|  | MF495 | Ääriku laius (vahemik) |  | Flange width (range) | flange width (range) | ETIM | mm |  | EF009969
|  | MF500 | Ääriku laius |  | Flange width | flange width | ETIM | mm |  | EF023161
|  | MF505 | Ujuki läbimõõt |  | Float diameter | float diameter | ETIM | mm |  | EF021432
|  | MF510 | Ujuvkere läbimõõt |  | Float housing diameter | float housing diameter | ETIM | mm |  | EF022086
|  | MF515 | Ujukivarda pikkus |  | Float rod length | float rod length | ETIM | mm |  | EF021431
|  | MF520 | Põrandapind elaniku kohta |  | Floor area per occupant | usually stated as a maximum floor area allowances per occupant which depends on a function of space | IFC | m2 | AreaPerOccupant
|  | MF525 | Põranda pindala suhe |  | Floor area ratio | the ratio of all floor areas to the buildable area as the maximum floor area utilization of the site as a maximum value according to local building codes | IFC |  | FloorAreaRatio
|  | MF530 | Põrandakatte paksus |  | Floor covering thickness | thickness of the material layer(s) for the space flooring; the thickness information is provided in absence of an IfcCovering (type=FLOORING) object with own shape representation; in cases of inconsistency between the geometric parameters of an assigned IfcCovering and this attached property, the geometric parameters take precedence | IFC |  | FloorCoveringThickness
|  | MF535 | Kaugus põrandast |  | Floor distance | floor distance | ETIM | mm |  | EF007701
|  | MF540 | Voo sügavus |  | Flow depth | flow depth | ETIM | cm |  | EF010140
|  | MF545 | Voolu raadius |  | Flow radius | flow radius | ETIM | mm |  | EF010978
|  | MF550 | Voo laius |  | Flow width | flow width | ETIM | cm |  | EF010139
|  | MF555 | Suitsutoru läbimõõt |  | Flue diameter | flue diameter | ETIM | mm |  | EF024323
|  | MF560 | Suitsutoru läbimõõt |  | Flue tube diameter | flue tube diameter | ETIM | mm |  | EF024436
|  | MF565 | Loputusmaht |  | Flush rate | the minimum and maximum volume of water used at each flush | IFC | m3 | FlushRate
|  | MF570 | Loputusvee kogus |  | Flushing water quantity | flushing water quantity | ETIM | l |  | EF010871
|  | MF650 | Fookuskaugus |  | Focal size | focal size | ETIM | mm |  | EF004569
|  | MF655 | Fooliumi paksus |  | Foil thickness | foil thickness | ETIM | µm |  | EF013615
|  | MF660 | Kokkupandav kõrgus |  | Fold height | fold height | ETIM | mm |  | EF014495
|  | MF665 | Kokkupandav suurus |  | Fold size | fold size | ETIM | mm |  | EF014919
|  | MF670 | Printimiskõrgus |  | Font height | font height | ETIM | mm |  | EF025164
|  | MF675 | Jala laius |  | Foot width | foot width | ETIM | mm |  | EF010616
|  | MF680 | Tera pikkusele |  | For blade length | for blade length | ETIM | mm |  | EF026417
|  | MF685 | Karbi-/korpuse diameetrile |  | For box-/housing diameter | for box-/housing diameter | ETIM | mm |  | EF007775
|  | MF690 | Karbi-/korpuse pikkusele |  | For box-/housing length | for box-/housing length | ETIM | mm |  | EF007776
|  | MF695 | Karbi-/korpuse laiusele |  | For box-/housing width | for box-/housing width | ETIM | mm |  | EF007774
|  | MF700 | Sobib antud kaablikanali kõrgusele |  | For cable duct height | for cable duct height | ETIM | mm |  | EF000602
|  | MF705 | Sobib kanali laiusele |  | For cable duct width | for cable duct width | ETIM | mm |  | EF000603
|  | MF710 | Kaabli välisläbimõõdule |  | For cable outer diameter | for cable outer diameter | ETIM | mm |  | EF009475
|  | MF715 | Ühenduse suuruse jaoks |  | For coupling size | for coupling size | ETIM | mm |  | EF016295
|  | MF720 | Kanali läbimõõdule |  | For duct diameter | for duct diameter | ETIM | mm |  | EF023577
|  | MF725 | Raami kõrgus |  | For frame height | for frame height | ETIM | mm |  | EF012648
|  | MF730 | Kipsplaadi paksusele |  | For gypsum board thickness | for gypsum board thickness | ETIM | mm |  | EF010373
|  | MF735 | Hinge läbimõõt |  | For hinge diameter | for hinge diameter | ETIM | mm |  | EF015108
|  | MF740 | Vooliku läbimõõdule |  | For hose diameter | for hose diameter | ETIM | mm |  | EF023134
|  | MF745 | Vooliku siseläbimõõdule |  | For hose inside diameter | for hose inside diameter | ETIM | mm |  | EF023427
|  | MF750 | Sisetoru läbimõõdule |  | For inner pipe diameter | for inner pipe diameter | ETIM | mm |  | EF010685
|  | MF755 | Nuki läbimõõt |  | For knuckle diameter | for knuckle diameter | ETIM | mm |  | EF012774
|  | MF760 | Kimbu suurimale läbimõõdule |  | For maximum bundle diameter | for maximum bundle diameter | ETIM | mm |  | EF008315
|  | MF765 | Suurimale uksepraole |  | For maximum crack of the door | for maximum crack of the door | ETIM | mm |  | EF013383
|  | MF770 | Sobib kanali laiusele |  | For nominal duct width | for nominal duct width | ETIM | mm |  | EF007778
|  | MF775 | Toru nimiläbimõõdule |  | For nominal tube diameter | for nominal tube diameter | ETIM | mm |  | EF006302
|  | MF780 | Toru nimiläbimõõdule (vahemik) |  | For nominal tube diameter (range) | for nominal tube diameter (range) | ETIM | mm |  | EF009918
|  | MF785 | Krohvi paksusele |  | For plaster thickness | for plaster thickness | ETIM | mm |  | EF010374
|  | MF790 | Laeva pikkusele |  | For ship length | for ship length | ETIM | m |  | EF025208
|  | MF795 | Ruudukujuline riba suurus |  | For square rod size | for square rod size | ETIM | mm |  | EF015065
|  | MF800 | Toru läbimõõdule, suur |  | For tube diameter, large | for tube diameter, large | ETIM | mm |  | EF007785
|  | MF805 | Toru läbimõõdule, väike |  | For tube diameter, small | for tube diameter, small | ETIM | mm |  | EF007786
|  | MF810 | Sobib seina paksusele |  | For wall thickness | for wall thickness | ETIM | mm |  | EF007789
|  | MF815 | Aknale laiusega |  | For window width | for window width | ETIM | m |  | EF014977
|  | MF820 | Juhtmele ristlõikega |  | For wire cross section | for wire cross section | ETIM | mm² |  | EF008573
|  | MF825 | Kahvli sügavus |  | Fork depth | fork depth | ETIM | mm |  | EF008290
|  | MF830 | Kahvli pikkus |  | Fork length | fork length | ETIM | mm |  | EF015153
|  | MF835 | Kahvli laius |  | Fork width | fork width | ETIM | mm |  | EF008291
|  | MF840 | Vundamendiplaadi pikkus |  | Foundation plate length | foundation plate length | ETIM | mm |  | EF023097
|  | MF845 | Vundamendiplaadi laius |  | Foundation plate width | foundation plate width | ETIM | mm |  | EF023098
|  | MF880 | Raami sügavus |  | Frame depth | the length (or depth) of the frame | IFC | mm | FrameDepth | EF021572
|  | MF885 | Raami kõrgus |  | Frame height | frame height | ETIM | mm |  | EF021570
|  | MF890 | Raami avamine risti |  | Frame opening cross | frame opening cross | ETIM | mm |  | EF008294
|  | MF895 | Raami avamine pikuti |  | Frame opening lengthwise | frame opening lengthwise | ETIM | mm |  | EF008293
|  | MF900 | Kere suurusaste IEC järgi |  | Frame size according to IEC | frame size according to iec | ETIM | mm |  | EF009243
|  | MF905 | Raami paksus |  | Frame thickness | the thickness of the damper frame material | IFC |  | FrameThickness
|  | MF910 | Raami laius |  | Frame width | frame width | ETIM | mm |  | EF021571
|  | MF915 | Vaba aksiaalne ruum kaitsetoru / hüdroisolatsioonimembraani jaoks (sügavus) |  | Free axial space for protective tube / waterproofing membrane (depth) | free axial space for protective tube / waterproofing membrane (depth) | ETIM | mm |  | EF015707
|  | MF920 | Vaba radiaalne ruum kaitsetoru / hüdroisolatsioonimembraani jaoks (laius) |  | Free radial space for protective tube / waterproofing membrane (width) | free radial space for protective tube / waterproofing membrane (width) | ETIM | mm |  | EF015708
|  | MF925 | Külmutusvõimsus |  | Freezing capacity | freezing capacity | ETIM | kg/24h |  | EF004738
|  | MF930 | Esikülje läbimõõt |  | Front diameter | front diameter | ETIM | mm |  | EF022765
|  | MF935 | Esikülje kõrgus |  | Front height | front height | ETIM | mm |  | EF022768
|  | MF940 | Esikülje pikkus |  | Front length | front length | ETIM | mm |  | EF022772
|  | MF945 | Esiplaadi kõrgus |  | Front plate height | front plate height | ETIM | mm |  | EF004690
|  | MF950 | Esiplaadi laius |  | Front plate width | front plate width | ETIM | mm |  | EF004689
|  | MF955 | Esikülje laius |  | Front width | front width | ETIM | mm |  | EF022764
|  | MF970 | Kütusetarve |  | Fuel | the amount of fuel consumed during the period specified in the time series | IFC | m3/s | Fuel
|  | MF980 | Funktsionaalne läbimõõt |  | Functional diameter | functional diameter | ETIM | mm |  | EF014779
| MG |  | Omadused, mis algavad tähega "G" (veeru "G" järgi) |  | Properties that start with letter "G" | terms (property names) are based on a given reference | CCI-EE
|  | MG050 | Piluga paigaldamine |  | Gap fitting | gap fitting | ETIM | mm |  | EF010579
|  | MG060 | Ava suurus |  | Gap size | gap size | ETIM | mm |  | EF013251
|  | MG070 | Ava laius |  | Gap width | gap width | ETIM | mm |  | EF023547
|  | MG080 | Pakendi laius |  | Gasket width | gasket width | ETIM | mm |  | EF022971
|  | MG200 | Geomeetriline eraldatavus |  | Geometrical resolution | geometrical resolution | ETIM | mm |  | EF004010
|  | MG400 | Klaasi läbimõõt |  | Glass diameter | glass diameter | ETIM | mm |  | EF026037
|  | MG410 | Klaasi paksus |  | Glass thickness | glass thickness | ETIM | mm |  | EF023700
|  | MG420 | Klaasi paksus (vahemik) |  | Glass thickness (range) | glass thickness (range) | ETIM | mm |  | EF022716
|  | MG430 | Klaasi paksus1 |  | Glass thickness1 | thickness of the first (inner) glass layer | IFC |  | GlassThickness1
|  | MG440 | Klaasi paksus2 |  | Glass thickness2 | thickness of the second (intermediate or outer) glass layer | IFC |  | GlassThickness2
|  | MG450 | Klaasi paksus3 |  | Glass thickness3 | thickness of the third (outer) glass layer | IFC |  | GlassThickness3
|  | MG460 | Klaasimisala osakaal |  | Glazing area fraction | fraction of the glazing area relative to the total area of the filling element; it shall be used, if the glazing area is not given separately for all panels within the filling element | IFC |  | GlazingAreaFraction
|  | MG570 | Terasuurus |  | Grain size | grain size diameter | IFC |  | GrainSize | EF025628
|  | MG580 | Kruusa maht |  | Gravel volume | relative volume of gravel (typically larger than 2 mm) stratum constituents | IFC | m3 | GravelVolume
|  | MG590 | Gravitatsiooniga seotud kõrgus (H) |  | Gravity-related height (H) | height that is dependent on the Earth’s gravity field | EN ISO 19111:2020
|  | MG600 | Soone sügavus |  | Groove depth | groove depth | ETIM | mm |  | EF013356
|  | MG610 | Soone kõrgus |  | Groove height | groove height | ETIM | mm |  | EF012898
|  | MG620 | Soone pikkus |  | Groove length | groove length | ETIM | mm |  | EF023021
|  | MG630 | Soone laius |  | Groove width | groove width | ETIM | mm |  | EF012897
|  | MG640 | Soone laius (mm) |  | Groove width (mm) | groove width (mm) | ETIM | mm |  | EF022717
|  | MG650 | Brutopind |  | Gross area | area for a building that consists of consists of measurable parts of a floor plan, limited by the outside of enclosing building parts or other specified limitation for measurability | IFC |  | GrossArea
|  | MG660 | Kogumaht |  | Gross capacity | gross capacity | ETIM | l |  | EF004572
|  | MG670 | Kogumaht kokku |  | Gross capacity total | gross capacity total | ETIM | l |  | EF004573
|  | MG680 | Lae brutopind |  | Gross ceiling area | sum of all ceiling areas of the space; it includes the area covered by elementsinside the space (columns, inner walls, etc.); the ceiling area is the real (and not the projected) area (e.g. in case of sloped ceilings) | IFC |  | GrossCeilingArea
|  | MG690 | Ristlõike kogupindala |  | Gross cross section area | area of the cross section at the inlet, including the duct fitting itself and the interior flow space | IFC |  | GrossCrossSectionArea
|  | MG700 | Kogutihedus |  | Gross density | gross density | ETIM | kg/m³ |  | EF026349
|  | MG710 | Korruse brutopind (KBP) |  | Gross floor area (GFA) | is the calculated area of level area (LA) excluding the non-functional level area (NLA); GFA=LA-NLA | EN 15221-6:2011 |  | GrossFloorArea
|  | MG720 | Ehitiste alla jääv brutopind |  | Gross footprint area | area of the wall as viewed by a ground floor view, not taking any wall modifications (like recesses) into account; it is also referred to as the foot print of the wall | IFC |  | GrossFootprintArea
|  | MG730 | Brutokõrgus |  | Gross height | standard gross height of the storey, from the top surface of the construction floor, to the top surface of the construction floor or roof above; only provided is there is a constant height | IFC |  | GrossHeight
|  | MG740 | Kogu ümbermõõt |  | Gross perimeter | perimeter of the outer contour of the element without taking interior openings into account | IFC |  | GrossPerimeter
|  | MG750 | Planeeritud brutopind |  | Gross planned area | total planned gross area of the building, storey, space or zone; used for programming the building, storey, space or zone | IFC | m2 | GrossPlannedArea
|  | MG760 | Kogu külgpindala |  | Gross side area | area of the element as viewed by an elevation view of the middle plane of the element; it does not take into account any element modifications | IFC |  | GrossSideArea
|  | MG770 | Pinnalaotuse kogupindala |  | Gross surface area | total area of the element, normally generated as perimeter * length + 2 * cross section area; it is the sum of OuterSurfaceArea + (2 x CrossSectionArea) and shall only be given, if the OuterSurfaceArea and CrossSectionArea cannot be established separately | IFC |  | GrossSurfaceArea
|  | MG780 | Seina kogupindala |  | Gross wall area | sum of all wall (and other vertically bounding elements, like columns) areas bounded by the space; it includes the area covered by elements inside the wall area (doors, windows, other openings, etc.) | IFC |  | GrossWallArea
|  | MG790 | Kogukaal |  | Gross weight | total weight of a product and its packaging | NATSPEC BIM |  | GrossWeight
|  | MG800 | Brutomaht |  | Gross volume | volume property of a building or part thereof, limited by the exterior of the enclosing building parts | IFC |  | GrossVolume
|  | MG810 | Pinnakate |  | Ground cover | ground cover | ETIM | mm |  | EF020181
|  | MG820 | Põhjavee sügavus |  | Groundwater depth | depth groundwater encountered (boreholeML) | IFC |  | GroundwaterDepth
|  | MG830 | Liigendi laius |  | Grout width | grout width | ETIM | mm |  | EF025823
|  | MG880 | Renni sügavus |  | Gutter depth | gutter depth | ETIM | mm |  | EF005874
|  | MG885 | Renni läbimõõt |  | Gutter diameter | gutter diameter | ETIM | mm |  | EF022357
|  | MG890 | Renni üleripe |  | Gutter overhang | gutter overhang | ETIM | mm |  | EF010241
| MH |  | Omadused, mis algavad tähega "H" (veeru "G" järgi) |  | Properties that start with letter "H" | terms (property names) are based on a given reference | CCI-EE
|  | MH040 | Kiu pikkus |  | Hair length | hair length | ETIM | mm |  | EF026276
|  | MH045 | Käepideme kõrgus |  | Handle height | handle height | ETIM | mm |  | EF020164
|  | MH050 | Käepideme/käsiratta kõrgus |  | Handle/hand wheel height | handle/hand wheel height | ETIM | mm |  | EF020155
|  | MH055 | Käepideme/spindli kõrgus |  | Handle/spindle height | handle/spindle height | ETIM | mm |  | EF020175
|  | MH065 | Riputuskõrgus |  | Hanging height | the hanging height of the worksurface | IFC |  | HangingHeight
|  | MH075 | Ohukaugus |  | Hazard distance | distance from the hazard to a determined physical effect value that can lead to a range of harm to people, equipment or environment | ISO 19880-1:2020
|  | MH150 | Pea läbimõõt |  | Head diameter | head diameter | ETIM | mm |  | EF001001
|  | MH153 | Otsiku pikkus |  | Head length | head length | ETIM | mm |  | EF011364
|  | MH156 | Pea väline mõõt |  | Head size, external | head size, external | ETIM | mm |  | EF024271
|  | MH159 | Pea sisemine mõõt |  | Head size, internal | head size, internal | ETIM | mm |  | EF024270
|  | MH162 | Pearuumi kõrgus |  | Headroom | actual headroom clearance according to the current design | IFC |  | Headroom
|  | MH165 | Soojusvahetusala |  | Heat exchange area | heat exchange area | IFC | m2 | HeatExchangeArea
|  | MH168 | Soojusvahetuse põranda pindala |  | Heat exchange surface area | heat exchange surface area associated with U-value | IFC | m2 | HeatExchangeSurfaceArea
|  | MH171 | Soojusvaheti pindala |  | Heat exchanger surface | heat exchanger surface | ETIM | m² |  | EF000524
|  | MH174 | Soojusülekande põranda pindala |  | Heat transfer surface area | total heat transfer area of the vessel | IFC | m2 | HeatTransferSurfaceArea
|  | MH177 | Köetav ala |  | Heated area | summed area heated to more than a set temperatue value | CoClass
|  | MH180 | Kõrgus |  | Height | overall dimension in the vertical plane | IFC |  | Height | EF000040
|  | MH183 | Kõrgus (suurim mõõde) |  | Height (big) | height (big) | ETIM | mm |  | EF014724
|  | MH186 | Kanalipealse kõrgus |  | Height (duct top) | height (duct top) | ETIM | mm |  | EF023574
|  | MH189 | Kõrgus (efektiivne mõõt) |  | Height (effective dimension) | height (effective dimension) | ETIM | cm |  | EF011645
|  | MH192 | Kõrgus (väljaarvatud kaarvalgmik) |  | Height (excl. Fanlight) | height (excl. fanlight) | ETIM | mm |  | EF010161
|  | MH195 | Kõrgus (välja arvatud valgustus) |  | Height (excluding lights) | height (excluding lights) | ETIM | mm |  | EF021012
|  | MH198 | Kõrgus (veeühenduse tsentrist) |  | Height (from centre water connection) | height (from centre water connection) | ETIM | mm |  | EF000445
|  | MH201 | Kõrgus (suurendatud) |  | Height (inflated) | height (inflated) | ETIM | mm |  | EF025401
|  | MH204 | Kõrgus (nominaalne) |  | Height (nominal) | height (nominal) | ETIM | mm |  | EF014664
|  | MH207 | Kõrgus (tootmise järgi) |  | Height (production size) | height (production size) | ETIM | mm |  | EF014665
|  | MH210 | Kõrgus (vahemik) |  | Height (range) | height (range) | ETIM | mm |  | EF005454
|  | MH213 | Kõrgus (vähendatud mõõde) |  | Height (small) | height (small) | ETIM | mm |  | EF014725
|  | MH216 | Kõrgus 1 |  | Height 1 | height 1 | ETIM | mm |  | EF010005
|  | MH219 | Kõrgus 2 |  | Height 2 | height 2 | ETIM | mm |  | EF010006
|  | MH222 | Kõrgus maapinna kohal |  | Height above ground level | height above ground level | ETIM | mm |  | EF022614
|  | MH225 | Klüüsi kõrgus laevatekist |  | Height above main deck | height of the fairlead above the main deck of the vessel | IFC |  | HeightAboveMainDeck
|  | MH228 | Kõrgus toru kohal |  | Height above pipe | height above pipe | ETIM | mm |  | EF020368
|  | MH231 | Kõrgus lehe kohal |  | Height above sheet | height above sheet | ETIM | mm |  | EF020752
|  | MH234 | Kõrguse seadistuspiirkond |  | Height adjusting range | height adjusting range | ETIM | mm |  | EF023968
|  | MH237 | Kõrguse seadistamine |  | Height adjustment | height adjustment | ETIM | mm |  | EF026265
|  | MH240 | Kõrguse seadistamise ulatus |  | Height adjustment range | height adjustment range | ETIM | mm |  | EF024709
|  | MH243 | Võimendi kõrgus |  | Height amplifier | height amplifier | ETIM | mm |  | EF007284
|  | MH246 | Ülaserva kõrgus |  | Height at top-edge | height at top-edge | ETIM | m |  | EF009508
|  | MH249 | Kõrgus, tagaplaat |  | Height backplate | height backplate | ETIM | mm |  | EF012940
|  | MH252 | Varda kõrgus |  | Height bar | height bar | ETIM | mm |  | EF026391
|  | MH255 | Põrandakanali kõrgus |  | Height baseboard duct | height baseboard duct | ETIM | mm |  | EF006403
|  | MH258 | Vannitoa kapi kõrgus |  | Height bath unit cabinet | height bath unit cabinet | ETIM | mm |  | EF015675
|  | MH261 | Kõrgus toru all |  | Height below pipe | height below pipe | ETIM | mm |  | EF020369
|  | MH264 | Kõrgus toru all (vahemik) |  | Height below pipe (range) | height below pipe (ramge) | ETIM | mm |  | EF015773
|  | MH267 | Kaabliredeli kõrgus |  | Height cable ladder | height cable ladder | ETIM | mm |  | EF005314
|  | MH270 | Otsa kõrgus |  | Height cap | height cap | ETIM | mm |  | EF006686
|  | MH273 | Vaiba kõrgus |  | Height carpeting | height carpeting | ETIM | mm |  | EF011794
|  | MH276 | Korstna kõrgus |  | Height chimney | height chimney | ETIM | mm |  | EF006685
|  | MH279 | Nurgakanali kõrgus |  | Height corner duct | height corner duct | ETIM | mm |  | EF007861
|  | MH282 | Kõrguste erinevus |  | Height difference | height difference | ETIM | mm |  | EF015202
|  | MH285 | Kuvari kõrgus |  | Height display unit | height display unit | ETIM | mm |  | EF026286
|  | MH288 | Ukse väljalõike kõrgus |  | Height door cut-out | height door cut-out | ETIM | mm |  | EF013365
|  | MH291 | Kanali ühenduse kõrgus |  | Height duct connection | height duct connection | ETIM | mm |  | EF007863
|  | MH294 | Äärikuga külgede kõrgus |  | Height flanged sides | height flanged sides | ETIM | mm |  | EF008355
|  | MH297 | Esikülje kõrgus |  | Height front | height front | ETIM | cm |  | EF010134
|  | MH300 | Esiplaadi kõrgus |  | Height front plate | height front plate | ETIM | mm |  | EF026026
|  | MH303 | Reduktori kõrgus |  | Height gearbox | height gearbox | ETIM | mm |  | EF010486
|  | MH306 | Võre kõrgus |  | Height grid | height grid | ETIM | mm |  | EF025263
|  | MH309 | Võre raami kõrgus |  | Height grid frame | height grid frame | ETIM | mm |  | EF010968
|  | MH312 | Kõrgus maapinnast - sisemine alumine toru |  | Height ground level - inner bottom side pipe | height ground level - inner bottom side pipe | ETIM | mm |  | EF011062
|  | MH315 | Hinge šarniiri kõrgus |  | Height hinge point | height hinge point | ETIM | mm |  | EF026080
|  | MH318 | Hoidiku kõrgus |  | Height holder | height holder | ETIM | mm |  | EF025843
|  | MH321 | Konksu kõrgus 50 mm |  | Height hook | height hook | ETIM | mm |  | EF006482
|  | MH324 | Vaba kõrgus |  | Height in the clear | height in the clear | ETIM | mm |  | EF026010
|  | MH327 | Kõrgus koos jalgadega |  | Height including legs | height including legs | ETIM | mm |  | EF023164
|  | MH330 | Kõrgus koos jalgadega/toega |  | Height including legs/support | height including legs/support | ETIM | mm |  | EF025074
|  | MH333 | Kõrgus koos poolusega |  | Height including pole | height including pole | ETIM | mm |  | EF005894
|  | MH336 | Siseühiku kõrgus |  | Height indoor unit | height indoor unit | ETIM | mm |  | EF000865
|  | MH339 | Paigalduskanali kõrgus |  | Height installation duct | height installation duct | ETIM | mm |  | EF007859
|  | MH342 | Triikimislaua kõrgus |  | Height ironing table | height ironing table | ETIM | mm |  | EF012367
|  | MH345 | Nupu kõrgus |  | Height knob | height knob | ETIM | mm |  | EF010474
|  | MH348 | Kõrguse seadistamine |  | Height levelling | height levelling | ETIM | mm |  | EF007561
|  | MH351 | Luku kere kõrgus |  | Height lock case | height lock case | ETIM | mm |  | EF026021
|  | MH354 | Lukuaasa kõrgus |  | Height lock shackle | height lock shackle | ETIM | mm |  | EF026023
|  | MH357 | Raami alumise osa kõrgus |  | Height lower part window frame | height lower part window frame | ETIM | mm |  | EF010266
|  | MH360 | Kõrgusmõõdiku skaala |  | Height meter scale | height meter scale | ETIM | mm |  | EF005896
|  | MH363 | Paigaldusplaadi kõrgus |  | Height mounting plate | height mounting plate | ETIM | mm |  | EF026087
|  | MH366 | Tagaseina kõrgus |  | Height of back wall | height of back wall | ETIM | mm |  | EF021046
|  | MH369 | Ümbrise kõrgus |  | Height of case | height of case | ETIM | mm |  | EF013369
|  | MH372 | Leti raua kõrgus |  | Height of centre strike patch | height of centre strike patch | ETIM | mm |  | EF013217
|  | MH375 | Väljalõike kõrgus |  | Height of cutout | height of cutout | ETIM | mm |  | EF013166
|  | MH378 | Seadme kõrgus |  | Height of device | height of device | ETIM | mm |  | EF008809
|  | MH381 | Välise tagaplaadi / katteplaadi kõrgus |  | Height of external backplate/escutcheon | height of external backplate/escutcheon | ETIM | mm |  | EF012921
|  | MH384 | Täitekanali kõrgus |  | Height of filling duct | height of filling duct | ETIM | mm |  | EF024303
|  | MH387 | Filtrielemendi kõrgus |  | Height of filter element | height of filter element | ETIM | mm |  | EF024211
|  | MH390 | Suitsusiibri kõrgus |  | Height of fire damper | height of fire damper | ETIM | mm |  | EF023994
|  | MH393 | Ääriku kõrgus |  | Height of flange | height of flange | ETIM | mm |  | EF013097
|  | MH396 | Klapi kõrgus |  | Height of flap | height of flap | ETIM | mm |  | EF013402
|  | MH399 | Hinge kõrgus |  | Height of hinge | height of hinge | ETIM | mm |  | EF013222
|  | MH402 | Siseplaadi / katteplaadi kõrgus |  | Height of inner plate/escutcheon | height of inner plate/escutcheon | ETIM | mm |  | EF016162
|  | MH405 | Ülevaatusava kõrgus (kanali peal) |  | Height of inspection opening (duct top) | height of inspection opening (duct top) | ETIM | mm |  | EF024259
|  | MH408 | Surveotsa kõrgus |  | Height of pressure end | height of pressure end | ETIM | mm |  | EF023095
|  | MH411 | Anduri kõrgus |  | Height of sensor | height of sensor | ETIM | mm |  | EF007283
|  | MH414 | Imemisotsa kõrgus |  | Height of suction end | height of suction end | ETIM | mm |  | EF023094
|  | MH417 | Esikülje kõrgus |  | Height of the front | height of the front | ETIM | mm |  | EF003652
|  | MH420 | Ava kõrgus |  | Height opening | height opening | ETIM | mm |  | EF004778
|  | MH423 | Ava kõrgus (vahemik) |  | Height opening (range) | height opening (range) | ETIM | mm |  | EF012757
|  | MH426 | Opereeritava elemendi kõrgus |  | Height operating element | height operating element | ETIM | mm |  | EF022273
|  | MH429 | Välisühiku kõrgus |  | Height outdoor unit | height outdoor unit | ETIM | mm |  | EF000868
|  | MH432 | Kõrgus referentsist |  | Height over reference | measuring property for height above established reference height | CCI-EE
|  | MH435 | Tugevduse kõrgus |  | Height reinforcement | height reinforcement | ETIM | mm |  | EF021566
|  | MH438 | Rulliku / ratta kõrgus |  | Height roller/wheel | height roller/wheel | ETIM | mm |  | EF026194
|  | MH441 | Katusepüstiku kõrgus |  | Height roof upstand | height roof upstand | ETIM | mm |  | EF010508
|  | MH444 | Roolilehe kõrgus |  | Height rudder blade | height rudder blade | ETIM | mm |  | EF025602
|  | MH447 | Kõrgus, tihendusprofiil |  | Height sealing profile | height sealing profile | ETIM | mm |  | EF012791
|  | MH450 | Anduri korpuse kõrgus |  | Height sensor housing | height sensor housing | ETIM | mm |  | EF015229
|  | MH453 | Külgtala kõrgus |  | Height side joist | height side joist | ETIM | mm |  | EF007860
|  | MH456 | Külgseina kõrgus |  | Height side wall | height side wall | ETIM | mm |  | EF001059
|  | MH459 | Sissekäigu kõrgus |  | Height throw-in | height throw-in | ETIM | mm |  | EF010293
|  | MH462 | Alumise riba kõrgus |  | Height under strip | height under strip | ETIM | mm |  | EF010627
|  | MH465 | Height underside tollgate |  | Height underside tollgate | height underside tollgate | ETIM | mm |  | EF014875
|  | MH468 | Raami ülemise osa kõrgus |  | Height upper part window frame | height upper part window frame | ETIM | mm |  | EF010265
|  | MH471 | Valamukapi kõrgus |  | Height washbasin cabinet | height washbasin cabinet | ETIM | mm |  | EF015672
|  | MH474 | Ülemise kapi kõrgus |  | Height washbasin top cabinet | height washbasin top cabinet | ETIM | mm |  | EF015678
|  | MH477 | Akna 1 kõrgus |  | Height window 1 | height window 1 | ETIM | mm |  | EF026226
|  | MH480 | Akna 2 kõrgus |  | Height window 2 | height window 2 | ETIM | mm |  | EF026227
|  | MH483 | Raami kõrgus |  | Height window frame | height window frame | ETIM | mm |  | EF010283
|  | MH486 | Nähtava pinna kõrgus |  | Height visible surface | height visible surface | ETIM | cm |  | EF010110
|  | MH489 | Nähtava pinna kõrgus vasakul |  | Height visible surface left | height visible surface left | ETIM | cm |  | EF010645
|  | MH492 | Nähtava pinna kõrgus paremal |  | Height visible surface right | height visible surface right | ETIM | cm |  | EF010646
|  | MH495 | Kõrgus koos tööpinnaga |  | Height with worktop | height with worktop | ETIM | mm |  | EF002057
|  | MH498 | Kõrgus ilma tööpinnata |  | Height without worktop | height without worktop | ETIM | mm |  | EF004779
|  | MH501 | Boileri kõrgus |  | Height, boiler | height, boiler | ETIM | mm |  | EF020467
|  | MH504 | Klambri kõrgus |  | Height, bracket | height, bracket | ETIM | mm |  | EF021931
|  | MH507 | Klambri / eralduslahtri kõrgus |  | Height, bracket/separating partition | height, bracket/separating partition | ETIM | mm |  | EF024664
|  | MH510 | Haru kõrgus |  | Height, branch | height, branch | ETIM | mm |  | EF022550
|  | MH513 | Kollektori kõrgus |  | Height, collector | height, collector | ETIM | mm |  | EF020464
|  | MH516 | Konvektorielemendi kõrgus |  | Height, convector element | height, convector element | ETIM | mm |  | EF024666
|  | MH519 | Lehtri sisendkõrgus |  | Height, funnel inlet | height, funnel inlet | ETIM | mm |  | EF021486
|  | MH522 | Ülevaatusava kõrgus |  | Height, inspection opening | height, inspection opening | ETIM | mm |  | EF022446
|  | MH525 | Ovaalse kanali kõrgus |  | Height, oval duct | height, oval duct | ETIM | mm |  | EF022563
|  | MH528 | Ülevooluserva kõrgus |  | Height, overflow brim | height, overflow brim | ETIM | mm |  | EF022749
|  | MH531 | Hülsi kõrgus |  | Height, sleeve | height, sleeve | ETIM | mm |  | EF021919
|  | MH534 | Kõrgus/sügavus |  | Height/depth | height/depth | ETIM | mm |  | EF001456
|  | MH537 | Kõrgus/paksus |  | Height/thickness | height/thickness | ETIM | mm |  | EF021031
|  | MH540 | Kuusnurga mõõtmed |  | Hexagon angular dimension | hexagon angular dimension | ETIM | mm |  | EF005268
|  | MH600 | Kõrge veetase |  | High water level | high water level | IFC |  | HighWaterLevel
|  | MH605 | Suurim istekõrgus |  | Highest seating height | the value of seating height of high level if the chair height is adjustable | IFC |  | HighestSeatingHeight
|  | MH700 | Augu sügavus |  | Hole depth | hole depth | ETIM | mm |  | EF026262
|  | MH705 | Ava läbimõõt (sisseehitatud) |  | Hole diameter built-in | hole diameter built-in | ETIM | mm |  | EF003838
|  | MH710 | Ühendusava läbimõõt |  | Hole diameter connection | hole diameter connection | ETIM | mm |  | EF010015
|  | MH715 | Käepideme ava läbimõõt |  | Hole diameter handle | hole diameter handle | ETIM | mm |  | EF026035
|  | MH720 | Aukude vahe, ühendus 3 |  | Hole distance connection 3 | hole distance connection 3 | ETIM | mm |  | EF016014
|  | MH725 | Ava pikkus |  | Hole length | hole length | ETIM | mm |  | EF025867
|  | MH730 | Ava paksus |  | Hole thickness | hole thickness | ETIM | mm |  | EF014305
|  | MH735 | Õõnesõlli (spindli) adapter mõõt |  | Hollow spindle size shaft adapter | hollow spindle size shaft adapter | ETIM | mm |  | EF011107
|  | MH740 | Konksu laius |  | Hook width | hook width | ETIM | mm |  | EF012649
|  | MH745 | Rõngasarmatuuri samm |  | Hoop bar pitch | the pitch length of the hoop bar | IFC |  | HoopBarPitch
|  | MH750 | Horisontaalne samm |  | Horizontal bar pitch | the pitch length of the horizontal bar | IFC |  | HorizontalBarPitch
|  | MH755 | Horisontaalne tasasus |  | Horizontal flatness | indicative (95%-100%) range flatness associated to the horizontal surface in XY, if different to the overall flatness | IFC |  | HorizontalFlatness
|  | MH760 | Horisontaalne ortogonaalsus |  | Horizontal orthogonality | indicative (95%-100%) range orthogonality associated to the horizontal shape and orientation in X, if different to the overall orthogonality | IFC |  | HorizontalOrthogonality
|  | MH765 | Horisontaalne vahekaugus |  | Horizontal spacing | horizontal spacing between tubes in the tube bundle | IFC |  | HorizontalSpacing
|  | MH770 | Rõhtkoonuse kõrgus |  | Horizontal taper height | horizontal taper height | ETIM | mm |  | EF020912
|  | MH775 | Voolikuühenduse suurus |  | Hose connection size | the size of connections to which a hose may be connected (other than that to be linked to a pumping unit) | IFC |  | HoseConnectionSize
|  | MH780 | Vooliku läbimõõt |  | Hose diameter | notional diameter (bore) of the hose | IFC |  | HoseDiameter
|  | MH785 | Vooliku pikkus |  | Hose length | notional length of the hose fitted to the hose reel when fully extended | IFC |  | HoseLength
|  | MH790 | Vooliku ühenduskeere |  | Hose size (inches) | hose size (inches) | ETIM |  |  | EF021769
|  | MH795 | Kuumavee sisendkraan |  | Hot tap water storage | hot tap water storage | ETIM | l |  | EF023890
|  | MH800 | Kere sügavus |  | Housing depth | housing depth | ETIM | mm |  | EF020282
|  | MH805 | Kere kõrgus |  | Housing height | housing height | ETIM | mm |  | EF020280
|  | MH810 | Korpuse paksus |  | Housing thickness | air terminal box housing material thickness | IFC | m | HousingThickness
|  | MH815 | Kere laius |  | Housing width | housing width | ETIM | mm |  | EF020281
|  | MH880 | Rummu pikkus |  | Hub length | hub length | ETIM | mm |  | EF023011
|  | MH950 | Hüdrauliline läbimõõt |  | Hydraulic diameter | hydraulic diameter | IFC | m | HydraulicDiameter
| MJ |  | Omadused, mis algavad tähega "I"/"J" (veeru "G" järgi) |  | Properties that start with letter "I"/"J" | terms (property names) are based on a given reference | CCI-EE
|  | MJ200 | Sukeldussügavus |  | Immersing depth | immersing depth | ETIM | mm |  | EF000493
|  | MJ205 | Tööratta läbimõõt |  | Impeller diameter | diameter of compressor impeller - used to scale performance of geometrically similar compressors | IFC |  | ImpellerDiameter | EF024557
|  | MJ230 | Reavahe |  | In line row spacing | in-line tube row spacing | IFC |  | InLineRowSpacing
|  | MJ235 | Kaldfermi kõrgus |  | Inclined truss section height | inclined truss section height | ETIM | mm |  | EF012005
|  | MJ240 | Sisekihi paksus |  | Inlay thickness | inlay thickness | ETIM | mm |  | EF022969
|  | MJ245 | Sisendala meetri kohta |  | Inlet area per meter | inlet area per meter | ETIM | cm² |  | EF011456
|  | MJ250 | Sisendühenduse suurus |  | Inlet connection size | size of the inlet connection to the hose reel | IFC |  | InletConnectionSize
|  | MJ255 | Sisendi läbimõõt |  | Inlet diameter | the inlet diameter of the breeching inlet | IFC |  | InletDiameter
|  | MJ260 | Sisendi/väljundi nihkekaugus |  | Inlet/outlet offset distance | inlet/outlet offset distance | ETIM | mm |  | EF020769
|  | MJ265 | Liftikabiini sisemine sügavus |  | Inner depth elevator car | inner depth elevator car | ETIM | mm |  | EF012025
|  | MJ270 | Siseläbimõõt |  | Inner diameter | measuring property for inner diameter | IFC |  | InnerDiameter | EF000065
|  | MJ275 | Siseläbimõõt pärast termokahanemist |  | Inner diameter after heat-shrink | inner diameter after heat-shrink | ETIM | mm |  | EF003677
|  | MJ280 | Siseläbimõõt enne termokahanemist |  | Inner diameter before heat-shrink | inner diameter before heat-shrink | ETIM | mm |  | EF003676
|  | MJ285 | Sõrme siseläbimõõt pärast kahanemist |  | Inner diameter finger after shrink | inner diameter finger after shrink | ETIM | mm |  | EF007874
|  | MJ290 | Sõrme siseläbimõõt enne kahanemist |  | Inner diameter finger before shrink | inner diameter finger before shrink | ETIM | mm |  | EF007875
|  | MJ295 | Vooliku siseläbimõõt |  | Inner diameter hose | inner diameter hose | ETIM | mm |  | EF021102
|  | MJ300 | Siseläbimõõt, kinnitustoru |  | Inner diameter installation tube | inner diameter installation tube | ETIM | mm |  | EF016236
|  | MJ305 | Topeltseinalise süsteemi siseläbimõõt |  | Inner diameter of double-walled system | inner diameter of double-walled system | ETIM | mm |  | EF024135
|  | MJ310 | Silma siseläbimõõt |  | Inner diameter of eye | inner diameter of eye | ETIM | mm |  | EF001085
|  | MJ315 | Ääriku siseläbimõõt |  | Inner diameter of flange | inner diameter of flange | ETIM | mm |  | EF021530
|  | MJ320 | Juhtrõnga siseläbimõõt |  | Inner diameter of guide ring | inner diameter of guide ring | ETIM | mm |  | EF022586
|  | MJ325 | O.rõnga 1 siseläbimõõt |  | Inner diameter of O-ring 1 | inner diameter of o-ring 1 | ETIM | mm |  | EF021523
|  | MJ330 | O.rõnga 2 siseläbimõõt |  | Inner diameter of O-ring 2 | inner diameter of o-ring 2 | ETIM | mm |  | EF021524
|  | MJ335 | Pealelükatava ääriku siseläbimõõt |  | Inner diameter of push-on flange | inner diameter of push-on flange | ETIM | mm |  | EF020226
|  | MJ340 | Rõnga siseläbimõõt |  | Inner diameter of ring | inner diameter of ring | ETIM | mm |  | EF022741
|  | MJ345 | Roseti siseläbimõõt |  | Inner diameter of rosette | inner diameter of rosette | ETIM | mm |  | EF022227
|  | MJ350 | Ava siseläbimõõt |  | Inner diameter opening | inner diameter opening | ETIM | mm |  | EF008254
|  | MJ355 | Katusepealse osa siseläbimõõt |  | Inner diameter part above roof | inner diameter part above roof | ETIM | mm |  | EF025607
|  | MJ360 | Siseläbimõõt, toruhülss |  | Inner diameter pipe sleeve | inner diameter pipe sleeve | ETIM | mm |  | EF013927
|  | MJ365 | Põranda süvendi sisemine läbimõõt |  | Inner diameter pit floor | inner diameter pit floor | ETIM | mm |  | EF011066
|  | MJ370 | Hülsi siseläbimõõt |  | Inner diameter sleeve | inner diameter sleeve | ETIM | mm |  | EF007873
|  | MJ375 | Tunneli siseläbimõõt |  | Inner diameter tunnel | inner diameter tunnel | ETIM | mm |  | EF026153
|  | MJ380 | Ühenduse 1 siseläbimõõt |  | Inner diameter, connection 1 | inner diameter, connection 1 | ETIM | mm |  | EF025608
|  | MJ385 | Ühenduse 2 siseläbimõõt |  | Inner diameter, connection 2 | inner diameter, connection 2 | ETIM | mm |  | EF025609
|  | MJ390 | Sisemine kõrgus |  | Inner height | inner height | ETIM | mm |  | EF006588
|  | MJ395 | Liftikabiini sisemine kõrgus |  | Inner height elevator car | inner height elevator car | ETIM | mm |  | EF012026
|  | MJ400 | Sisekihi pikkus |  | Inner length | inner length | ETIM | mm |  | EF022970
|  | MJ405 | Siseraadius |  | Inner radius | inner radius | ETIM | mm |  | EF004793
|  | MJ410 | Sisemine pind |  | Inner surface area | area of an object from the inner boundary | CCI-EE
|  | MJ415 | Sisemine laius |  | Inner width | inner width | ETIM | mm |  | EF006466
|  | MJ420 | Liftikabiini sisemine laius |  | Inner width elevator car | inner width elevator car | ETIM | mm |  | EF012024
|  | MJ425 | Ava siselaius |  | Inner width opening | inner width opening | ETIM | mm |  | EF009074
|  | MJ430 | Sisetussügavus |  | Insert depth | insert depth | ETIM | mm |  | EF025115
|  | MJ435 | Sisestatav pikkus |  | Insert length | insert length | ETIM | mm |  | EF020279
|  | MJ440 | Ühenduse 1 sisestuspikkus |  | Insert length connection 1 | insert length connection 1 | ETIM | mm |  | EF026379
|  | MJ445 | Ühenduse 2 sisestuspikkus |  | Insert length connection 2 | insert length connection 2 | ETIM | mm |  | EF026380
|  | MJ450 | Ühenduse 3 sisestuspikkus |  | Insert length connection 3 | insert length connection 3 | ETIM | mm |  | EF026381
|  | MJ455 | Nuki (hamba) siseläbimõõt |  | Inside diameter of cog | inside diameter of cog | ETIM | mm |  | EF022965
|  | MJ460 | Tuletõrjevooliku siseläbimõõt |  | Inside diameter of fire hose | inside diameter of fire hose | ETIM | mm |  | EF021940
|  | MJ465 | Siserõnga siseläbimõõt |  | Inside diameter of inside ring | inside diameter of inside ring | ETIM | mm |  | EF022974
|  | MJ470 | Spiraali siseläbimõõt |  | Inside diameter of spiral | inside diameter of spiral | ETIM | mm |  | EF021692
|  | MJ475 | Resti siseraadius |  | Inside radius grille | inside radius grille | ETIM | mm |  | EF025265
|  | MJ480 | Siserõnga paksus |  | Inside ring thickness | inside ring thickness | ETIM | mm |  | EF022977
|  | MJ485 | Ülevaatusava töökõrgus |  | Inspection opening working height | inspection opening working height | ETIM | mm |  | EF023572
|  | MJ490 | Isoleeritud kaela läbimõõt |  | Insulated neck diameter | insulated neck diameter | ETIM | mm |  | EF009750
|  | MJ495 | Isoleeriv lõik |  | Insulating section | insulating section | ETIM | mm |  | EF008280
|  | MJ500 | Isolatsiooni pikkus |  | Insulation length | insulation length | ETIM | mm |  | EF022176
|  | MJ505 | Isolatsiooni paksus |  | Insulation thickness | insulation thickness | ETIM | mm |  | EF004810
|  | MJ510 | Isolatsiooni paksus |  | Insulation thickness | insulation thickness | ETIM | mm |  | EF004811
|  | MJ515 | Integreeritud võlli pikendus |  | Integrated axis extension | integrated axis extension | ETIM | mm |  | EF013100
|  | MJ520 | Sisetarinditealune pind (STAP) |  | Interior construction area (ICA) | is a measured area, consisting of the internal structure of the building (e.g. columns and supporting walls) | EN 15221-6:2011
|  | MJ525 | Sisemuse siseläbimõõt |  | Interior inner diameter | interior inner diameter | ETIM | mm |  | EF024594
|  | MJ530 | Sisemine karedustegur |  | Interior roughness coefficient | the interior roughness coefficient of the pipe segment | IFC |  | InteriorRoughnessCoefficient
|  | MJ535 | Sisemine sügavus |  | Internal depth | internal depth | ETIM | mm |  | EF001131
|  | MJ540 | Siseläbimõõt |  | Internal diameter | internal diameter | ETIM | mm |  | EF023170
|  | MJ545 | Sisemine läbimõõt 1 |  | Internal diameter 1 | internal diameter 1 | ETIM | mm |  | EF023466
|  | MJ550 | Sisemine läbimõõt 2 |  | Internal diameter 2 | internal diameter 2 | ETIM | mm |  | EF023473
|  | MJ555 | Korruse kasulik pind (KKP) |  | Internal floor area (IFA) | is calculated area of gross floor area (GFA) excluding the exterior construction area (ECA);IFA=GFA-ECA | EN 15221-6:2011
|  | MJ560 | Sisemine kõrgus 1 |  | Internal height 1 | internal height 1 | ETIM | mm |  | EF010007
|  | MJ565 | Sisemine kõrgus 2 |  | Internal height 2 | internal height 2 | ETIM | mm |  | EF010008
|  | MJ570 | Sisemine pikkus |  | Internal length | the internal length of the object | CCI-EE
|  | MJ575 | Sisemine külmutusagensi maht |  | Internal refrigerant volume | internal volume of condenser (refrigerant side) | IFC | m3 | InternalRefrigerantVolume
|  | MJ580 | Sisepindala |  | Internal surface area | internal surface area | IFC | m2 | InternalSurfaceArea
|  | MJ585 | Sisemine veemaht |  | Internal water volume | internal volume of condenser (water side) | IFC | m3 | InternalWaterVolume
|  | MJ590 | Sisemine laius |  | Internal width | the internal width of the culvert | IFC | m | InternalWidth
|  | MJ595 | Põhja tase |  | Invert level | level of the lowest part of the cross section as measured from ground level | IFC | m | InvertLevel
|  | MJ650 | Isolaatori staatiline läbipaine |  | Isolator static deflection | static deflection of the vibration isolator | IFC | m | IsolatorStaticDeflection
|  | MJ700 | Ümbrise plaadi paksus |  | Jacket plate thickness | jacket plate thickness | ETIM | mm |  | EF022442
|  | MJ750 | Juhthoova pikkus |  | Joy stick length | joy stick length | ETIM | mm |  | EF006524
|  | MJ880 | Ristmiku vasak raadius |  | Junction left radius | the radius of bending for the left junction | IFC |  | JunctionLeftRadius
|  | MJ885 | Ristmiku parem raadius |  | Junction right radius | the radius of bending for the right junction where 0 indicates sharp bend | IFC |  | JunctionRightRadius
| MK |  | Omadused, mis algavad tähega "K" (veeru "G" järgi) |  | Properties that start with letter "K" | terms (property names) are based on a given reference | CCI-EE
|  | MK200 | Profiili peamine sügavus |  | Key depth | key depth of the profile | IFC |  | KeyDepth
|  | MK210 | Profiili peamine kõrgus |  | Key height | key height of the profile | IFC |  | KeyHeight
|  | MK220 | Võtme pikkus |  | Key length | key length | ETIM | mm |  | EF024485
|  | MK230 | Profiili peamine nihe |  | Key offset | key offset of the profile | IFC |  | KeyOffset
|  | MK500 | Noa läbimõõt |  | Knife diameter | knife diameter | ETIM | mm |  | EF007930
|  | MK550 | Sõlme läbimõõt |  | Knot diameter | knot diameter | ETIM | mm |  | EF010385
| ML |  | Omadused, mis algavad tähega "L" (veeru "G" järgi) |  | Properties that start with letter "L" | terms (property names) are based on a given reference | CCI-EE
|  | ML030 | Redeli sõrestiku aluse varda läbimõõt |  | Ladder truss base bar diameter | the nominal diameter of the base bar | IFC |  | LadderTrussBaseBarDiameter
|  | ML035 | Redeli sõrestiku ristvarda läbimõõt |  | Ladder truss cross bar diameter | the nominal diameter of the straight cross-bars | IFC |  | LadderTrussCrossBarDiameter
|  | ML040 | Redeli sõrestiku ristlati vahe |  | Ladder truss cross bar spacing | the spacing between the straight cross-bars | IFC |  | LadderTrussCrossBarSpacing
|  | ML045 | Redeli sõrestiku kõrgus |  | Ladder truss height | the overall height of the truss connector | IFC |  | LadderTrussHeight
|  | ML050 | Redeli sõrestiku pikkus |  | Ladder truss length | the overall length of the truss connector | IFC |  | LadderTrussLength
|  | ML055 | Redeli sõrestiku sekundaarvarda läbimõõt |  | Ladder truss secondary bar diameter | the nominal diameter of the secondary bar | IFC |  | LadderTrussSecondaryBarDiameter
|  | ML075 | Lamellide kaugus |  | Lamella distance | lamella distance | ETIM | mm |  | EF010846
|  | ML080 | Lamelli paksus |  | Lamella thickness | lamella thickness | ETIM | mm |  | EF006537
|  | ML100 | Vastuvõtvate radade pikkus |  | Lane meters | length of lanes accommodating vehicles on roll-on, roll-off vessels | IFC |  | LaneMeters
|  | ML105 | Sõiduraja laius |  | Lane width | standard nominal width of one trough lane | IFC |  | LaneWidth
|  | ML120 | Suurim läbimõõt |  | Largest diameter | largest diameter | ETIM | mm |  | EF022570
|  | ML125 | Suurim laius |  | Largest width | largest width | ETIM | mm |  | EF020619
|  | ML135 | Riivi ulatus |  | Latch throw | latch throw | ETIM | mm |  | EF012963
|  | ML150 | Kihi paksus (vahemik) |  | Layer thickness (range) | layer thickness (range) | ETIM | mm |  | EF010449
|  | ML155 | Kihi paksus |  | Layer thickness | layer thickness | ETIM | µm |  | EF010098
|  | ML160 | Värvikihi paksus |  | Layer thickness paint foil | layer thickness paint foil | ETIM | g/m² |  | EF010091
|  | ML165 | Kruntvärvi kihi paksus |  | Layer thickness primer | layer thickness primer | ETIM | µm |  | EF010090
|  | ML170 | Pinnakattekihi paksus |  | Layer thickness surface protection | layer thickness surface protection | ETIM | µm |  | EF025871
|  | ML200 | Eend/sügavus |  | Lead/depth | lead/depth | ETIM | mm |  | EF024498
|  | ML203 | Läbiviigu kõrgus |  | Lead-through height | lead-through height | ETIM | mm |  | EF023475
|  | ML206 | Lehe paksus |  | Leaf thickness | leaf thickness | ETIM | mm |  | EF015059
|  | ML209 | Lehele laiusega |  | Leaf width recommended to | leaf width recommended to | ETIM | mm |  | EF012810
|  | ML212 | Vasaku ääriku laius |  | Left flange width | left flange width of the profile | IFC |  | LeftFlangeWidth
|  | ML215 | Jala paksus |  | Leg thickness | leg thickness | ETIM | mm |  | EF023638
|  | ML218 | Pikkus |  | Length | measuring property for distance between two points | IFC |  | Length | EF001438
|  | ML221 | Pikkus (suurendatud) |  | Length (inflated) | length (inflated) | ETIM | mm |  | EF025399
|  | ML224 | Pikkus (nominaalne) |  | Length (nominal) | length (nominal) | ETIM | mm |  | EF020848
|  | ML227 | Pikkus (tootmismõõt) |  | Length (production size) | length (production size) | ETIM | mm |  | EF020855
|  | ML230 | Pikkus (tegelik) |  | Length (real) | real length as measured from the site (as opposed to design length) | CCI-EE
|  | ML233 | Pikkus 1 |  | Length 1 | length 1 | ETIM | mm |  | EF021554
|  | ML236 | 1-posti köie pikkus |  | Length 1-pole rope | length 1-pole rope | ETIM | mm |  | EF008562
|  | ML239 | Pikkus 2 |  | Length 2 | length 2 | ETIM | mm |  | EF021555
|  | ML242 | Pikkus katuse kohal |  | Length above roof (including cover) | length above roof (including cover) | ETIM | mm |  | EF020009
|  | ML245 | Võimendi pikkus |  | Length amplifier | length amplifier | ETIM | mm |  | EF007335
|  | ML248 | Antenni pikkus |  | Length antenna | length antenna | ETIM | mm |  | EF026283
|  | ML251 | Antenni kaabli pikkus |  | Length antenna cable | length antenna cable | ETIM | mm |  | EF026270
|  | ML254 | Alusplaadi pikkus |  | Length base plate | length base plate | ETIM | mm |  | EF010315
|  | ML257 | Rihma/lindi/riba pikkus |  | Length belt/tape/tie | length belt/tape/tie | ETIM | mm |  | EF000063
|  | ML260 | Laeva pikkus |  | Length between perpendiculars | length of vessel from rudder shaft to crossing point of the bow and the loaded waterline | IFC |  | LengthBetweenPerpendiculars
|  | ML263 | Põhja pikkus |  | Length bottom side | length bottom side | ETIM | mm |  | EF012720
|  | ML266 | Sisseehitatud pikkusmõõt |  | Length built-in dimension | length built-in dimension | ETIM | mm |  | EF004875
|  | ML269 | Kanduri pikkus |  | Length carrier | length carrier | ETIM | mm |  | EF004208
|  | ML272 | Toitejuhtme pikkus |  | Length connecting cord | length connecting cord | ETIM | m |  | EF004874
|  | ML275 | Silindri pikkus |  | Length cylinder | length cylinder | ETIM | mm |  | EF025994
|  | ML278 | Pikkus, väljastusvoolik |  | Length delivery hose | length delivery hose | ETIM | mm |  | EF014910
|  | ML281 | Jaoturi pikkus |  | Length distributor | length distributor | ETIM | mm |  | EF007908
|  | ML284 | Maandusliini pikkus |  | Length earth line | length earth line | ETIM | mm |  | EF008566
|  | ML287 | Väljatõmbeõhu vooliku pikkus |  | Length exhaust air hose | length exhaust air hose | ETIM | mm |  | EF015868
|  | ML290 | Pikendustoru pikkus |  | Length extension pipe | length extension pipe | ETIM | mm |  | EF010066
|  | ML293 | Aaspoldi pikkus |  | Length eyebolt | length eyebolt | ETIM | mm |  | EF026079
|  | ML296 | Length forend |  | Length forend | length forend | ETIM | mm |  | EF012974
|  | ML299 | Pikkus alates seinaplaadist |  | Length from wall plate | length from wall plate | ETIM | mm |  | EF020417
|  | ML302 | Esiplaadi pikkus |  | Length front plate | length front plate | ETIM | mm |  | EF010193
|  | ML305 | Gaasivooliku pikkus |  | Length gas hose | length gas hose | ETIM | mm |  | EF010067
|  | ML308 | Võre pikkus |  | Length grid | length grid | ETIM | mm |  | EF022333
|  | ML311 | Võre raami pikkus |  | Length grid frame | length grid frame | ETIM | mm |  | EF010967
|  | ML314 | Konksu (haagi) pikkus |  | Length hook | length hook | ETIM | mm |  | EF026085
|  | ML317 | Rummu pikkus |  | Length hub | length hub | ETIM | mm |  | EF025856
|  | ML320 | Pikkus, sukeltoru |  | Length immersion tube | length immersion tube | ETIM | mm |  | EF015382
|  | ML323 | Vaba pikkus |  | Length in the clear | length in the clear | ETIM | mm |  | EF025311
|  | ML326 | Sisendvooliku pikkus |  | Length inlet hose | length inlet hose | ETIM | cm |  | EF012311
|  | ML329 | Sisestuspikkus |  | Length inserted | length inserted | ETIM | m |  | EF011339
|  | ML332 | Sisseulatuv pikkus |  | Length intrusion | measurement property for how far an object protrudes into another | CoClass
|  | ML335 | Silmuspoldi/huule pikkus |  | Length lip/eyebolt | length lip/eyebolt | ETIM | mm |  | EF026006
|  | ML338 | Anduri sisetusjuhi pikkus |  | Length measuring insert | length measuring insert | ETIM | mm |  | EF009840
|  | ML341 | Ankurpistiku pikkus |  | Length of anchor plug | length of anchor plug | ETIM | mm |  | EF000382
|  | ML344 | Kaare pikkus |  | Length of arc | length of arc | ETIM | mm |  | EF002367
|  | ML347 | Ploki pikkus |  | Length of block | length of block | ETIM | mm |  | EF021519
|  | ML350 | Boileri pikkus |  | Length of boiler | length of boiler | ETIM | mm |  | EF020465
|  | ML353 | Klambri pikkus |  | Length of bracket | length of bracket | ETIM | mm |  | EF021932
|  | ML356 | Haru pikkus |  | Length of branch | length of branch | ETIM | mm |  | EF021626
|  | ML359 | Kaug-kapillaaranduri pikkus |  | Length of cable/capillary tube to remote sensor | length of cable/capillary tube to remote sensor | ETIM | m |  | EF021257
|  | ML362 | Kapillaartoru pikkus |  | Length of capillary | length of capillary | ETIM | mm |  | EF020114
|  | ML365 | Laetarviku põhja pikkus, mm |  | Length of ceiling fitting bottom in mm | length of ceiling fitting bottom in mm | ETIM | mm |  | EF020978
|  | ML368 | Survekeskme / imemiskeskme pikkus |  | Length of centre pressure/suction connection | length of centre pressure/suction connection | ETIM | mm |  | EF023099
|  | ML371 | Laadimiskaabli pikkus |  | Length of charging cable | length of charging cable | ETIM | m |  | EF014895
|  | ML374 | Puhastusakna pikkus |  | Length of cleaning eye | length of cleaning eye | ETIM | mm |  | EF023524
|  | ML377 | Külmade juhtide pikkus |  | Length of cold conductors | length of cold conductors | ETIM | mm |  | EF002201
|  | ML380 | Kollektori pikkus |  | Length of collector | length of collector | ETIM | mm |  | EF020462
|  | ML383 | Kinnituspadruni pikkus |  | Length of collet chuck | length of collet chuck | ETIM | mm |  | EF014783
|  | ML386 | Ühenduse 1 pikkus |  | Length of connection 1 | length of connection 1 | ETIM | mm |  | EF020151
|  | ML389 | Ühenduse 2 pikkus |  | Length of connection 2 | length of connection 2 | ETIM | mm |  | EF020152
|  | ML392 | Ühenduse 3 pikkus |  | Length of connection 3 | length of connection 3 | ETIM | mm |  | EF020159
|  | ML395 | Ühenduse 4 pikkus |  | Length of connection 4 | length of connection 4 | ETIM | mm |  | EF020169
|  | ML398 | Ühenduse 5 pikkus |  | Length of connection 5 | length of connection 5 | ETIM | mm |  | EF020203
|  | ML401 | Ühenduse 6 pikkus |  | Length of connection 6 | length of connection 6 | ETIM | mm |  | EF020405
|  | ML404 | Ühenduse 7 pikkus |  | Length of connection 7 | length of connection 7 | ETIM | mm |  | EF020412
|  | ML407 | Ühenduse 8 pikkus |  | Length of connection 8 | length of connection 8 | ETIM | mm |  | EF020413
|  | ML410 | Ühenduskaabli pikkus |  | Length of connection cable | length of connection cable | ETIM | m |  | EF003636
|  | ML413 | Ühenduste 2 ja 3 pikkus |  | Length of connections 2 and 3 | length of connections 2 and 3 | ETIM | mm |  | EF020395
|  | ML416 | Ühenduse pikkus |  | Length of connector | length of connector | ETIM | mm |  | EF021545
|  | ML419 | Juhtpaneeli pikkus |  | Length of control panel | length of control panel | ETIM | mm |  | EF023754
|  | ML422 | Tühjendustoru pikkus |  | Length of drainage pipe | length of drainage pipe | ETIM | mm |  | EF015779
|  | ML425 | Pikendatud sabaosa pikkus |  | Length of extended tailpiece | length of extended tailpiece | ETIM | mm |  | EF021339
|  | ML428 | Täitevooliku pikkus |  | Length of filling hose | length of filling hose | ETIM | m |  | EF021948
|  | ML431 | Loputustoru pikkus |  | Length of flushing pipe | length of flushing pipe | ETIM | mm |  | EF015778
|  | ML434 | Fooliumi pikkus |  | Length of foil | length of foil | ETIM | m |  | EF014193
|  | ML437 | Lehtri sisendpikkus |  | Length of funnel inlet | length of funnel inlet | ETIM | mm |  | EF021484
|  | ML440 | Käepideme pikkus / käsiratta läbimõõt |  | Length of handle/diameter of hand wheel | length of handle/diameter of hand wheel | ETIM | mm |  | EF020156
|  | ML443 | Õõnsuse pikkus |  | Length of hollow | length of hollow | ETIM | mm |  | EF013357
|  | ML446 | Voolikuliitmiku pikkus |  | Length of hose connector | length of hose connector | ETIM | mm |  | EF023138
|  | ML449 | Ülevaatusava pikkus |  | Length of inspection opening | length of inspection opening | ETIM | mm |  | EF022544
|  | ML452 | Triikimislaua pikkus |  | Length of ironing table | length of ironing table | ETIM | mm |  | EF000862
|  | ML455 | Võtme/käepideme pikkus |  | Length of key/handle | length of key/handle | ETIM | mm |  | EF020176
|  | ML458 | Jalgade pikkus |  | Length of legs | length of legs | ETIM | mm |  | EF023450
|  | ML461 | Mooduli pikkus |  | Length of module | length of module | ETIM | mm |  | EF009506
|  | ML464 | Paigaldusplaadi pikkus |  | Length of mounting plate | length of mounting plate | ETIM | mm |  | EF021743
|  | ML467 | Välisosa pikkus |  | Length of outside part | length of outside part | ETIM | mm |  | EF021640
|  | ML470 | Osa 1 pikkus (suurim osa) |  | Length of part 1 (largest part) | length of part 1 (largest part) | ETIM | mm |  | EF024732
|  | ML473 | Osa 2 pikkus |  | Length of part 2 | length of part 2 | ETIM | mm |  | EF024733
|  | ML476 | Osa 3 pikkus (vertikaalosa) |  | Length of part 3 (vertical part) | length of part 3 (vertical part) | ETIM | mm |  | EF024734
|  | ML479 | Erisegmentide pikkus |  | Length of particular segments | length of particular segments | ETIM | mm |  | EF008320
|  | ML482 | Toru klambri pikkus |  | Length of pipe clip | length of pipe clip | ETIM | mm |  | EF021600
|  | ML485 | Toru pikkus alates kinnituskoha keskelt |  | Length of pipe from attachment centre | length of pipe from attachment centre | ETIM | mm |  | EF021599
|  | ML488 | Toru sisestuspikkus |  | Length of pipe insert | length of pipe insert | ETIM | mm |  | EF020535
|  | ML491 | Toru mantli (katte) pikkus |  | Length of pipe jacket | length of pipe jacket | ETIM | mm |  | EF021611
|  | ML494 | Toru lõigu pikkus |  | Length of pipe section | length of pipe section | ETIM | mm |  | EF021811
|  | ML497 | Torukomplekti pikkus |  | Length of pipe set | length of pipe set | ETIM | m |  | EF024982
|  | ML500 | Rõhukambri pikkus |  | Length of plenum | length of plenum | ETIM | mm |  | EF022775
|  | ML503 | Toitejuhtme pikkus |  | Length of power cord | length of power cord | ETIM | m |  | EF000358
|  | ML506 | Raami pikkus |  | Length of rack | length of rack | ETIM | m |  | EF002747
|  | ML509 | Katuseneelu tõusva serva pikkus |  | Length of raised edge roof flashing | length of raised edge roof flashing | ETIM | mm |  | EF023631
|  | ML512 | Siini pikkus |  | Length of running rail | length of running rail | ETIM | mm |  | EF013193
|  | ML515 | Anduri pikkus |  | Length of sensor | length of sensor | ETIM | mm |  | EF007334
|  | ML518 | Hülsi pikkus |  | Length of sleeve | length of sleeve | ETIM | mm |  | EF021602
|  | ML521 | Liugsiini pikkus |  | Length of slider rail | length of slider rail | ETIM | mm |  | EF024047
|  | ML524 | Spindli pikenduse pikkus |  | Length of spindle extension | length of spindle extension | ETIM | mm |  | EF021337
|  | ML527 | Tila pikkus |  | Length of spout | length of spout | ETIM | mm |  | EF021651
|  | ML530 | Astmelise osa pikkus |  | Length of stepped part | length of stepped part | ETIM | mm |  | EF013109
|  | ML533 | Löögiplaadi pikkus |  | Length of strike plate | length of strike plate | ETIM | mm |  | EF013467
|  | ML536 | Riba 1 pikkus |  | Length of strip 1 | length of strip 1 | ETIM | mm |  | EF021560
|  | ML539 | Riba 2 pikkus |  | Length of strip 2 | length of strip 2 | ETIM | mm |  | EF021561
|  | ML542 | Käetoe pikkus |  | Length of support arm | length of support arm | ETIM | mm |  | EF022478
|  | ML545 | Sabatüki pikkus |  | Length of tail piece | length of tail piece | ETIM | mm |  | EF022046
|  | ML548 | Sabaosa (lõpuosa) ühenduse pikkus |  | Length of tail piece connection | length of tail piece connection | ETIM | mm |  | EF020527
|  | ML551 | Kohtkindla ühenduskaabli pikkus |  | Length of the fixed connection cable | length of the fixed connection cable | ETIM | m |  | EF009327
|  | ML554 | Eelkomplekteeritud kaabli pikkus |  | Length of the preassembled cable | length of the preassembled cable | ETIM | m |  | EF007300
|  | ML557 | Keermeühenduse pikkus |  | Length of threaded connection | length of threaded connection | ETIM | mm |  | EF023774
|  | ML560 | Plaadi pikkus matil |  | Length of tile on mat | length of tile on mat | ETIM | mm |  | EF020852
|  | ML563 | Pesemisliini pikkus |  | Length of washing line | length of washing line | ETIM | mm |  | EF024506
|  | ML566 | Kaalumisala pikkus |  | Length of weighing area | length of weighing area | ETIM | mm |  | EF014466
|  | ML569 | Ava pikkus |  | Length opening | length opening | ETIM | mm |  | EF025936
|  | ML572 | Tööelemendi pikkus |  | Length operating element | length operating element | ETIM | mm |  | EF010484
|  | ML575 | Väljundvooliku pikkus |  | Length outlet hose | length outlet hose | ETIM | cm |  | EF012312
|  | ML578 | Pakendi pikkus |  | Length package | length package | ETIM | cm |  | EF010120
|  | ML581 | Pikkus elemendi kohta |  | Length per element | length per element | ETIM | m |  | EF022510
|  | ML584 | Faasiliini a pikkus |  | Length phaseline a | length phaseline a | ETIM | mm |  | EF008563
|  | ML587 | Faasiliini b pikkus |  | Length phaseline b | length phaseline b | ETIM | mm |  | EF008564
|  | ML590 | Faasiliini c pikkus |  | Length phaseline c | length phaseline c | ETIM | mm |  | EF008565
|  | ML593 | Haru pikkus |  | Length pin | length pin | ETIM | mm |  | EF006825
|  | ML596 | Sondi pikkus |  | Length probe | length probe | ETIM | mm |  | EF009072
|  | ML599 | Vahe pikkkus |  | Length recess | length recess | ETIM | mm |  | EF008361
|  | ML602 | Kaugjuhtimisanduri pikkus |  | Length remote sensor | length remote sensor | ETIM | mm |  | EF021260
|  | ML605 | Rulli pikkus |  | Length roller | length roller | ETIM | mm |  | EF013054
|  | ML608 | Katuseneelu katte pikkus |  | Length roof flashing | length roof flashing | ETIM | mm |  | EF021494
|  | ML611 | Katuseava pikkus |  | Length roof opening | length roof opening | ETIM | mm |  | EF010507
|  | ML614 | Roolipalleri pikkus |  | Length rudder stock shaft | length rudder stock shaft | ETIM | mm |  | EF025595
|  | ML617 | Helmpordi (roolisaapa) pikkus |  | Length rudder trunk | length rudder trunk | ETIM | mm |  | EF025600
|  | ML620 | Pikkus (dušivars) |  | Length shower arm | length shower arm | ETIM | mm |  | EF015309
|  | ML623 | Jooteotsiku pikkus |  | Length soldering pin | length soldering pin | ETIM | mm |  | EF009695
|  | ML626 | Kivi pikkus |  | Length stone | length stone | ETIM | cm |  | EF010151
|  | ML629 | Seiskumistee pikkus |  | Length stop | length stop | ETIM | mm |  | EF026077
|  | ML632 | Temperatuurianduri pikkus |  | Length temperature sensor | length temperature sensor | ETIM | mm |  | EF016367
|  | ML635 | Soojusanduri toru pikkus |  | Length thermowell | length thermowell | ETIM | mm |  | EF009839
|  | ML638 | Plaadi pikkus |  | Length tile | length tile | ETIM | cm |  | EF010117
|  | ML641 | Pikkus kuni pea alumise küljeni |  | Length to bottom side head | length to bottom side head | ETIM | mm |  | EF013623
|  | ML644 | Ülemise külje pikkus |  | Length top side | length top side | ETIM | mm |  | EF012722
|  | ML647 | Juhtmesideme pikkus |  | Length ty-rap | length ty-rap | ETIM | mm |  | EF015222
|  | ML650 | Pikkus, keevitatud otsikud |  | Length weld-on nozzles | length weld-on nozzles | ETIM | mm |  | EF015879
|  | ML653 | Korruse pind (KP) |  | Level area (LA) | is a measured area for one level, including all areas contained inside and measured to the outside permanent finished surface | EN 15221-6:2011
|  | ML656 | Tasanduskõrgus |  | Levelling height | levelling height | ETIM | mm |  | EF004484
|  | ML659 | Tasanduskõrgus (vahemik) |  | Levelling height (range) | levelling height (range) | ETIM | mm |  | EF007999
|  | ML662 | Pindade vahekaugus |  | Levelling range | levelling range | ETIM | mm |  | EF005136
|  | ML665 | Hoova pikkus |  | Lever length | lever length | ETIM | mm |  | EF020331
|  | ML720 | Tõstekõrguste erinevus |  | Lift elevation difference | elevation difference between cooling tower sump and the top of the tower | IFC |  | LiftElevationDifference
|  | ML725 | Tõstevõime |  | Lifting capacity | lifting capacity | ETIM | kg |  | EF023172
|  | ML730 | Valgustite kõrgus |  | Light centre height | light centre height | ETIM | m |  | EF000089
|  | ML735 | Valguspunkt |  | Light dot | light dot | ETIM | mm² |  | EF004030
|  | ML740 | Lineaarne ulatus |  | Linear range | identifies the linear range of the kinematic behaviour | IFC |  | LinearRange
|  | ML745 | Puurkaevu manteltoru paksus |  | Lining thickness | lining thickness (boreholeML) | IFC |  | LiningThickness
|  | ML750 | Lüli paksus |  | Link thickness | link thickness | ETIM | mm |  | EF023546
|  | ML755 | Elamispind |  | Living area | usable area above ground set up for housing, according to minimum room height | CoClass
|  | ML800 | Laetav maht |  | Loading capacity | loading capacity | ETIM | l |  | EF000444
|  | ML805 | Armatuuri pikema külje samm (seest-keskele, alumine) |  | Long inside center lower bar pitch | the pitch length of the long inside center lower bar | IFC |  | LongInsideCenterLowerBarPitch
|  | ML810 | Armatuuri pikema külje samm (seest-keskele, ülemine) |  | Long inside center top bar pitch | the pitch length of the long inside center top bar | IFC |  | LongInsideCenterTopBarPitch
|  | ML815 | Armatuuri pikema külje samm (seest-otsani, alumine) |  | Long inside end lower bar pitch | the pitch length of the long inside end lower bar | IFC |  | LongInsideEndLowerBarPitch
|  | ML820 | Armatuuri pikema külje samm (seest-otsani, ülemine) |  | Long inside end top bar pitch | the pitch length of the long inside end top bar | IFC |  | LongInsideEndTopBarPitch
|  | ML825 | Armatuuri pikema külje samm (välimine, alumine) |  | Long outside lower bar pitch | the pitch length of the long outside lower bar | IFC |  | LongOutsideLowerBarPitch
|  | ML830 | Armatuuri pikema külje samm (välimine, ülemine) |  | Long outside top bar pitch | the pitch length of the long outside top bar | IFC |  | LongOutsideTopBarPitch
|  | ML835 | Silmuse pikkus |  | Loop length | loop length | ETIM | mm |  | EF013272
|  | ML840 | Silmuse laius |  | Loop width | loop width | ETIM | mm |  | EF013271
|  | ML845 | Madal veetase |  | Low water level | low water level | IFC |  | LowWaterLevel
|  | ML850 | Alumise osa kõrgus |  | Lower truss head height | lower truss head height | ETIM | mm |  | EF012004
|  | ML855 | Langetuskõrgus |  | Lowering height | lowering height | ETIM | m |  | EF008528
|  | ML860 | Madalaim paindumisraadius |  | Lowest bending radius | lowest bending radius | ETIM | mm |  | EF008318
|  | ML865 | Madalaim paindumisraadius, horisontaalsuunas |  | Lowest bending radius horizontal | lowest bending radius horizontal | ETIM | mm |  | EF007887
|  | ML870 | Madalaim paindumisraadius, vertikaalsuunas |  | Lowest bending radius vertical | lowest bending radius vertical | ETIM | mm |  | EF007888
|  | ML875 | Vooliku väikseim siseläbimõõt |  | Lowest inner diameter hose | lowest inner diameter hose | ETIM | mm |  | EF001760
|  | ML880 | Madalaim istekõrgus |  | Lowest seating height | the value of seating height of low level if the chair height is adjustable | IFC |  | LowestSeatingHeight
|  | ML940 | Ühenduse 2 eendi (tugikäpa) kaugus |  | Lug distance, connection 2 | lug distance, connection 2 | ETIM | mm |  | EF020551
| MM |  | Omadused, mis algavad tähega "M" (veeru "G" järgi) |  | Properties that start with letter "M" | terms (property names) are based on a given reference | CCI-EE
|  | MM020 | Masina kaal |  | Machine weight | machine weight | ETIM | kg |  | EF001951
|  | MM025 | Nupu suurus |  | Mandrel size | mandrel size | ETIM | mm |  | EF003635
|  | MM030 | Tagakülje suurus (vahemik) |  | Mandrel size (range) | mandrel size (range) | ETIM | mm |  | EF010202
|  | MM035 | Mass |  | Mass | mass represented, if lower surface of stratum known | IFC |  | Mass
|  | MM040 | Massitihedus |  | Mass density | mass divided by volume (real density) | EN 1936:2007 | kg/m3 | MassDensity | EF020000
|  | MM045 | Gaasi mass |  | Mass of gas | mass of gas | ETIM | kg |  | EF020893
|  | MM050 | Mass (kg/m) |  | Mass per length | mass per length, i.e. mass of a beam with a unit length of extrusion; for example measured in kg/m | IFC | kg/m | MassPerLength
|  | MM055 | Kapi ümbrise paksus |  | Material plate thickness cabinet | material plate thickness cabinet | ETIM | mm |  | EF009170
|  | MM060 | Ukse või katteplaadi paksus |  | Material plate thickness door/cover | material plate thickness door/cover | ETIM | mm |  | EF009171
|  | MM065 | Materjali paksus |  | Material thickness | nominal thickness of the applied material | IFC |  | MaterialThickness | EF000386
|  | MM070 | Kattematerjali paksus |  | Material thickness cover | material thickness cover | ETIM | mm |  | EF007922
|  | MM075 | Võre materjali paksus |  | Material thickness grid | material thickness grid | ETIM | mm |  | EF025257
|  | MM080 | Konksu materjali paksus |  | Material thickness hook | material thickness hook | ETIM | mm |  | EF012650
|  | MM085 | Materjali kaal |  | Material weight | material weight | ETIM | kg/m² |  | EF013739
|  | MM100 | Suurim köetav ruum |  | Maximum heated space | maximum heated space | ETIM | m³ |  | EF010815
|  | MM103 | Suurim lisakoormus (virnastamise ajal) |  | Maximum additional load (when stacking) | maximum additional load (when stacking) | ETIM | kg |  | EF014473
|  | MM106 | Suurim tera suurus |  | Maximum aggregate size | maximum aggregate size of the material | EN 933-1:2012 |  | MaxAggregateSize
|  | MM109 | Varda suurim pikkus |  | Maximum arm length | maximum arm length | ETIM | mm |  | EF008916
|  | MM112 | Suurim kandevõime |  | Maximum bearing capacity | maximum bearing capacity | ETIM | kg |  | EF012752
|  | MM115 | Tera suurim pikkus |  | Maximum blade length | maximum blade length | ETIM | mm |  | EF026405
|  | MM118 | Suurim sidumisvahe |  | Maximum bonding gap | maximum bonding gap | ETIM | mm |  | EF014913
|  | MM121 | Tormikaitsetoe klambri suurim kaugus |  | Maximum bracket distance for wind support | maximum bracket distance for wind support | ETIM | mm |  | EF024428
|  | MM124 | Klambri suurim kõrgus |  | Maximum bracket height | maximum bracket height | ETIM | mm |  | EF023552
|  | MM127 | Klambririhma suurim laius |  | Maximum bracket strip width | maximum bracket strip width | ETIM | mm |  | EF023551
|  | MM130 | Klambri suurim laius |  | Maximum bracket width | maximum bracket width | ETIM | mm |  | EF021937
|  | MM133 | Ehitise suurim kõrgus |  | Maximum building height | dimensional property for maximum permitted building height | CoClass
|  | MM136 | Ehitise suurim kõrgus (45 kraadi suhtes) |  | Maximum building height (45 degree angle) | measuring property for distance between the average level of the ground to the intersection between the facade plane and a plane that is 45 degrees slope from the building affects the building's plane | CoClass
|  | MM139 | Suurim sisseehitatud läbimõõt |  | Maximum built-in diameter | maximum built-in diameter | ETIM | mm |  | EF022891
|  | MM142 | Kimbu suurim läbimõõt |  | Maximum bundle diameter | maximum bundle diameter | ETIM | mm |  | EF007927
|  | MM145 | Suurim kogumislati paksus |  | Maximum busbar thickness | maximum busbar thickness | ETIM | mm |  | EF003702
|  | MM148 | Suurim kaabli pikkus |  | Maximum cable length | maximum cable length based on VoltageDrop | IFC | m | MaximumCableLength
|  | MM151 | Konsooli pikkus maksimaalselt |  | Maximum cantilever length | maximum cantilever length | ETIM | m |  | EF008490
|  | MM154 | Põrandatalade suurim kaugus keskpunktist |  | Maximum centre distance of floor joists | maximum centre distance of floor joists | ETIM | mm |  | EF014756
|  | MM157 | Tärgi suurim kõrgus kuvaril |  | Maximum character height, display | maximum character height, display | ETIM | mm |  | EF003299
|  | MM160 | Suurim haardeulatus |  | Maximum clamping range | maximum clamping range | ETIM | mm |  | EF022847
|  | MM163 | Suurim paigalduspaksus |  | Maximum clamping thickness | maximum clamping thickness | ETIM | mm |  | EF015006
|  | MM166 | Juhi suurim ristlõige |  | Maximum conductor cross section | maximum conductor cross section | ETIM | mm² |  | EF004969
|  | MM169 | Suurim juhi ristlõige, painduv (peene kiuga) |  | Maximum conductor cross section flexible (fine-strand) | maximum conductor cross section flexible (fine-strand) | ETIM | mm² |  | EF008828
|  | MM172 | Suurim juhi ristlõige, jäik (jäik, kiuline) |  | Maximum conductor cross section solid (solid, stranded) | maximum conductor cross section solid (solid, stranded) | ETIM | mm² |  | EF008827
|  | MM175 | Valgusanduri juhi suurim pikkus |  | Maximum conductor length light sensor | maximum conductor length light sensor | ETIM | m |  | EF004970
|  | MM178 | Ühenduskaabli suurim ristlõige |  | Maximum cross section connection cable | maximum cross section connection cable | ETIM | mm² |  | EF000268
|  | MM181 | Sisendkaabli suurim ristlõige |  | Maximum cross section incoming cable | maximum cross section incoming cable | ETIM | mm² |  | EF000267
|  | MM184 | Õhuliini suurim ristlõige |  | Maximum cross section overhead line | maximum cross section overhead line | ETIM | mm² |  | EF001894
|  | MM187 | Suurim niiskuse eemaldamise võime 24 tunni jooksul |  | Maximum dehumidification capacity per 24 hours | maximum dehumidification capacity per 24 hours | ETIM | l |  | EF025270
|  | MM190 | Suurim sügavus |  | Maximum depth | maximum depth | ETIM | mm |  | EF024210
|  | MM193 | Soojusvaheti suurim sügavus |  | Maximum depth of exchanger | maximum depth of exchanger | ETIM | mm |  | EF021153
|  | MM196 | Sisendi suurim läbimõõt |  | Maximum diameter ingoing | maximum diameter ingoing | ETIM | mm |  | EF025209
|  | MM199 | Valgusti suurim läbimõõt |  | Maximum diameter luminaire | maximum diameter luminaire | ETIM | mm |  | EF006434
|  | MM202 | Väljundi suurim läbimõõt |  | Maximum diameter outgoing | maximum diameter outgoing | ETIM | mm |  | EF025210
|  | MM205 | Suurim diferentsiaalvahemik |  | Maximum differential gap | maximum differential gap | ETIM | mm |  | EF022082
|  | MM208 | Kohtkindlate osade suurim mõõt |  | Maximum dimension of fixed parts | maximum dimension of fixed parts | ETIM | mm |  | EF023105
|  | MM211 | Ühendusribade vaheline suurim kaugus |  | Maximum distance between connecting strips | maximum distance between connecting strips | ETIM | mm |  | EF021559
|  | MM214 | Toendite vaheline suurim kaugus |  | Maximum distance between spacers | maximum distance between spacers | ETIM | mm |  | EF021557
|  | MM217 | Suurim ukselehe kõrgus |  | Maximum door leaf height | maximum door leaf height | ETIM | mm |  | EF013164
|  | MM220 | Ukselehe suurim kaal |  | Maximum door leaf weight | maximum door leaf weight | ETIM | kg |  | EF013446
|  | MM223 | Suurim ukselehe laius |  | Maximum door leaf width | maximum door leaf width | ETIM | mm |  | EF013257
|  | MM226 | Ukse suurim kaal |  | Maximum door weight | maximum door weight | ETIM | kg |  | EF026214
|  | MM229 | Ukse suurim laius |  | Maximum door width | maximum door width | ETIM | mm |  | EF006339
|  | MM232 | Ukse/värava suurim kaal |  | Maximum door/gate weight | maximum door/gate weight | ETIM | kg |  | EF002745
|  | MM235 | Ukse/värava suurim laius |  | Maximum door/gate width | maximum door/gate width | ETIM | mm |  | EF000352
|  | MM238 | Suurim allavoolu laevatatav veetase |  | Maximum downstream navigable water level | design maximum downstream water level for the lock complex | IFC |  | Maximum downstream navigable water level
|  | MM241 | Suurim puuritavus |  | Maximum drill capacity | maximum drill capacity | ETIM | mm |  | EF014642
|  | MM244 | Suurim puuriava terases |  | Maximum drill diameter in steel | maximum drill diameter in steel | ETIM | mm |  | EF000874
|  | MM247 | Suurim tõhususulatus |  | Maximum effective range | maximum effective range | ETIM | m² |  | EF004998
|  | MM250 | Suurim ekvivalentne eralduskaugus (õhus) |  | Maximum equivalent separation distance s (in air) | maximum equivalent separation distance s (in air) | ETIM | m |  | EF009638
|  | MM253 | Suurim ekvivalentne eralduskaugus (tahkes ehitusmaterjalis) |  | Maximum equivalent separation distance s (solid building materials) | maximum equivalent separation distance s (solid building materials) | ETIM | m |  | EF009639
|  | MM256 | Suurim paisumine |  | Maximum expansion | maximum expansion | ETIM | mm |  | EF010548
|  | MM259 | Suurim pikendus |  | Maximum extension | maximum extension | ETIM | m |  | EF010285
|  | MM262 | Välisukse suurim laius |  | Maximum exterior door width | maximum exterior door width | ETIM | mm |  | EF010403
|  | MM265 | Suurim küttepuude pikkus |  | Maximum firewood length | maximum firewood length | ETIM | mm |  | EF013912
|  | MM268 | Suitsutoru suurim läbimõõt |  | Maximum flue diameter | maximum flue diameter | ETIM | mm |  | EF024483
|  | MM271 | Suurim loputusvee kogus |  | Maximum flushing water quantity | maximum flushing water quantity | ETIM | l |  | EF023792
|  | MM274 | Kile suurim laius |  | Maximum foil width | maximum foil width | ETIM | mm |  | EF007928
|  | MM277 | Suurim voldi paksus |  | Maximum fold thickness | maximum fold thickness | ETIM | mm |  | EF013252
|  | MM280 | Suurim gaasi testimisvoolu hulk |  | Maximum gas testing volume | maximum gas testing volume | ETIM | l |  | EF020440
|  | MM283 | Suurim tera suurus |  | Maximum grain size | maximum grain size | ETIM | mm |  | EF010441
|  | MM286 | Suurim kõrguste vahe |  | Maximum height difference | maximum height difference | ETIM | m |  | EF024975
|  | MM289 | Suurim kukkumiskõrgus |  | Maximum height of fall | maximum height of fall | EN 60068-2-31:2008 | m |  | EF003306
|  | MM292 | Loputustoru käänu suurim kõrgus |  | Maximum height of flushing bend | maximum height of flushing bend | ETIM | mm |  | EF023743
|  | MM295 | Suurim horisontaalliikumine |  | Maximum horizontal movement | maximum horizontal movement | ETIM | m |  | EF020911
|  | MM298 | Valgustatud pind |  | Maximum illuminated surface | maximum illuminated surface | ETIM | m² |  | EF010284
|  | MM301 | Suurim sukeldussügavus |  | Maximum immersion depth | maximum immersion depth | ETIM | cm |  | EF000526
|  | MM304 | Infrapunakiire suurim ulatus |  | Maximum infrared reach | maximum infrared reach | ETIM | m |  | EF012226
|  | MM307 | Suurim klammerdamise sügavus |  | Maximum inlay depth | maximum inlay depth | ETIM | mm |  | EF013691
|  | MM310 | Suurim paigaldushulk |  | Maximum installation contents | maximum installation contents | ETIM | l |  | EF020767
|  | MM313 | Siseukse suurim laius |  | Maximum interior door width | maximum interior door width | ETIM | mm |  | EF010407
|  | MM316 | Sildi suurim pikkus |  | Maximum label length | maximum label length | ETIM | mm |  | EF010853
|  | MM319 | Suurim lamineerimise laius |  | Maximum laminating width | maximum laminating width | ETIM | mm |  | EF013787
|  | MM322 | Suurim lehtede väljaulatuvus |  | Maximum leaf protrusion | maximum leaf protrusion | ETIM | mm |  | EF012877
|  | MM325 | Kaug-kapillaarjuhtelemendi pikkus |  | Maximum length of cable/capillary tube to remote control element | maximum length of cable/capillary tube to remote control element | ETIM | m |  | EF021258
|  | MM328 | Tõmbenööri pikkus |  | Maximum length of pull cord | maximum length of pull cord | ETIM | m |  | EF005980
|  | MM331 | Rullsulguri suurim pikkus |  | Maximum length of roller shutter | maximum length of roller shutter | ETIM | mm |  | EF002716
|  | MM334 | Suurim tõstekõrgus |  | Maximum lifting height | maximum lifting height | ETIM | mm |  | EF023174
|  | MM337 | Suurim koormus |  | Maximum load | maximum load | ETIM | kg |  | EF005977
|  | MM340 | Suurim koormus |  | Maximum load capacity | maximum load capacity | ETIM |  |  | EF000258
|  | MM343 | Suurim koormus ruutmeetrile (m²) |  | Maximum load per m² | maximum load per m² | ETIM | kg/m2 |  | EF026245
|  | MM346 | Suurim halu läbimõõt |  | Maximum log diameter | maximum log diameter | ETIM | mm |  | EF014199
|  | MM349 | Suurim halu pikkus |  | Maximum log length | maximum log length | ETIM | mm |  | EF014198
|  | MM352 | Suurim paigalduskõrgus |  | Maximum mounting height | maximum mounting height | ETIM | m |  | EF006338
|  | MM355 | Suurim paigalduskõrgus (väljalaske kõrgus) |  | Maximum mounting height (exhaust height) | maximum mounting height (exhaust height) | ETIM | m |  | EF021294
|  | MM358 | Suurim avanemine |  | Maximum opening | maximum opening | ETIM | mm |  | EF004783
|  | MM361 | Kruustangide suurim eesmine ava |  | Maximum opening front vise | maximum opening front vise | ETIM | mm |  | EF014320
|  | MM364 | Kruustangide suurim tagumine ava |  | Maximum opening tail vise | maximum opening tail vise | ETIM | mm |  | EF014321
|  | MM367 | Vooliku suurim välisläbimõõt |  | Maximum outer diameter hose | maximum outer diameter hose | ETIM | mm |  | EF002504
|  | MM370 | Suurim toru läbimõõt |  | Maximum pipe diameter | maximum pipe diameter | ETIM | mm |  | EF024025
|  | MM373 | Toru suurim pikkus |  | Maximum pipe length | maximum pipe length | ETIM | m |  | EF024974
|  | MM376 | Toru suurim pikkus ahela kohta |  | Maximum pipe length per circuit | maximum pipe length per circuit | ETIM | m |  | EF024988
|  | MM379 | Suurim plaadi paksus |  | Maximum plate thickness | this value may be needed for stress analysis and to handle buckling problems; it can also be derived from the given profile geometry or classification and therefore it is only an optional feature allowing for an explicit description; for example measured in mm | IFC |  | MaximumPlateThickness | EF004979
|  | MM382 | Suurim suhteline ulatus (piirkond) |  | Maximum presence range | maximum presence range | ETIM | m² |  | EF012569
|  | MM385 | Suurim ulatus |  | Maximum range | maximum range | ETIM | m |  | EF026018
|  | MM388 | Trumli labade suurim läbimõõt |  | Maximum reel blade diameter | maximum reel blade diameter | ETIM | mm |  | EF021958
|  | MM391 | Rulli suurim laius |  | Maximum roller width | maximum roller width | ETIM | mm |  | EF009945
|  | MM394 | Katuse suurim koormus ühe ruutmeetri m2 kohta |  | Maximum roofing load per m2 | maximum roofing load per m2 | ETIM | kg/m2 |  | EF010243
|  | MM397 | Suurim liivakogus |  | Maximum sand content | maximum sand content | ETIM | g/m³ |  | EF015805
|  | MM400 | Suurim lehe paksus |  | Maximum sheet thickness | maximum sheet thickness | ETIM | mm |  | EF020750
|  | MM403 | Suurim lühendatud pikkus |  | Maximum shorten length | maximum shorten length | ETIM | mm |  | EF010767
|  | MM406 | Suurim suurus |  | Maximum size | dimensional property that indicates the maximum size | NATSPEC BIM
|  | MM409 | Suurim staatiline kõrgus |  | Maximum static height | maximum static height | ETIM | mm |  | EF000992
|  | MM412 | Suurim staatiline koormus |  | Maximum static load | maximum static load | ETIM | kg |  | EF024718
|  | MM415 | Suurim staatiline koormus (veesurvel 2 baari) |  | Maximum static load (at water pressure of 2 bars) | maximum static load (at water pressure of 2 bars) | ETIM | kg |  | EF024873
|  | MM418 | Suurim korruste arv |  | Maximum stories | dimensional property that indicates the maximum permitted number of storeys | CCI-EE
|  | MM421 | Suurim korruse kõrgus |  | Maximum stories height | measuring property for the distance between the floor plans in two consecutive floors | CCI-EE
|  | MM424 | Suurim imemiskõrgus |  | Maximum suction height | maximum suction height | ETIM | m |  | EF020607
|  | MM427 | Suurim lubatud kaal |  | Maximum supported weight | maximum weight that can be carried by the vibration isolator | IFC | kg | MaximumSupportedWeight
|  | MM430 | Suurim lülituskaugus |  | Maximum switching distance | maximum switching distance | ETIM | mm |  | EF007367
|  | MM433 | Suurim ukselehe paksus |  | Maximum thickness of door leaf | maximum thickness of door leaf | ETIM | mm |  | EF013069
|  | MM436 | Katuse suurim paksus |  | Maximum thickness roofing | maximum thickness roofing | ETIM | mm |  | EF010286
|  | MM439 | Suurim viskepikkus horisontaalselt |  | Maximum throw horizontal | maximum throw horizontal | ETIM | m |  | EF013919
|  | MM442 | Suurim viskepikkus vertikaalselt |  | Maximum throw vertical | maximum throw vertical | ETIM | m |  | EF013920
|  | MM445 | Suurim kogupikkus |  | Maximum total length | maximum total length | ETIM | mm |  | EF013566
|  | MM448 | Toru suurim kogupikkus |  | Maximum total pipe length | maximum total pipe length | ETIM | m |  | EF024989
|  | MM451 | Suurim edastuskaugus |  | Maximum transmission range | maximum transmission range | ETIM | m |  | EF001327
|  | MM454 | Suurim edastusulatus otsesuunas |  | Maximum transmission range frontally | maximum transmission range frontally | ETIM | m |  | EF001322
|  | MM457 | Suurim edastusulatus külgedel |  | Maximum transmission range sideways | maximum transmission range sideways | ETIM | m |  | EF001323
|  | MM460 | Liikumistee suurim pikkus |  | Maximum travel length | maximum travel length | ETIM | m |  | EF023453
|  | MM463 | Suurim ülesvoolu laevatatav veetase |  | Maximum upstream navigable water level | design maximum upstream water level for the lock complex | IFC |  | MaximumUpstreamNavigableWaterLevel
|  | MM466 | Suurim seina paksus |  | Maximum wall thickness | maximum wall thickness | ETIM | mm |  | EF003678
|  | MM469 | Auru pidurdamiskihi (ihibeerimiskihi) suurim paksus |  | Maximum vapour inhibition layer thickness | maximum vapour inhibition layer thickness | ETIM | mm |  | EF021529
|  | MM472 | Suurim vertikaalne kõrgus |  | Maximum vertical height | maximum vertical height | ETIM | mm |  | EF010205
|  | MM475 | Valgusti suurim kaal |  | Maximum weight luminaire | maximum weight luminaire | ETIM | kg |  | EF008709
|  | MM478 | Ukse suurim kaal 2 hinge korral |  | Maximum weight of door for 2 hinges | maximum weight of door for 2 hinges | ETIM | kg |  | EF013051
|  | MM481 | Suurim ukselehe kaal |  | Maximum weight of door leaf | maximum weight of door leaf | ETIM | kg |  | EF013068
|  | MM484 | Pöördvärava hõlma suurim kaal |  | Maximum weight of door/gate leaf | maximum weight of door/gate leaf | ETIM | kg |  | EF002733
|  | MM487 | Ruloo suurim kaal |  | Maximum weight of roller shutter | maximum weight of roller shutter | ETIM | kg |  | EF000356
|  | MM490 | Suurim keevisõmbluse laius |  | Maximum weld seam width | maximum weld seam width | ETIM | mm |  | EF014924
|  | MM493 | Suurim laius |  | Maximum width | maximum width | ETIM | mm |  | EF021564
|  | MM496 | Värava hõlma suurim laius |  | Maximum width of door/gate wing | maximum width of door/gate wing | ETIM | mm |  | EF002732
|  | MM499 | Värvirulli suurim laius |  | Maximum width paint roller | maximum width paint roller | ETIM | mm |  | EF010604
|  | MM502 | Tualeti suurim laius |  | Maximum width toilet | maximum width toilet | ETIM | mm |  | EF025124
|  | MM505 | Juhi suurim ristlõige |  | Maximum wire cross section | maximum wire cross section | ETIM | mm² |  | EF012294
|  | MM508 | Vaskjuhi suurim ristlõige |  | Maximum wire cross section copper | maximum wire cross section copper | ETIM | mm² |  | EF012296
|  | MM511 | Suurim tööpikkus |  | Maximum working length | maximum working length | ETIM | m |  | EF023426
|  | MM570 | Mõõt "a" (ISO 2553) |  | Measure "a" (ISO 2553) | measure a according to ISO 2553, weld dimension, depends on weld type, a - nominal throat thickness | EN ISO 2553:2019 | mm | a
|  | MM573 | Mõõt "c" (ISO 2553) |  | Measure "c" (ISO 2553) | measure a according to ISO 2553, weld dimension, depends on weld type, c - width of the elongated hole at the faying surface, c - required seam weld width at the faying surface | EN ISO 2553:2019 | mm | c
|  | MM576 | Mõõt "d" (ISO 2553) |  | Measure "d" (ISO 2553) | measure a according to ISO 2553, weld dimension, depends on weld type, d - diameter of the hole at the faying surface, d - required spot weld diameter at the faying surface, d - to be replaced by the required spot weld diameter, d - required stake weld size at the faying surface, d - stud size | EN ISO 2553:2019 | mm | d
|  | MM579 | Mõõt "e" (ISO 2553) |  | Measure "e" (ISO 2553) | measure a according to ISO 2553, weld dimension, depends on weld type, e - distance between weld elements, e - distance between weld elements (center to centre), e - distance between welds (centre to centre), e - distance between studs (center to centre) | EN ISO 2553:2019 | mm | e
|  | MM582 | Mõõt "l" (ISO 2553) |  | Measure "l" (ISO 2553) | measure a according to ISO 2553, weld dimension, depends on weld type, l - nominal length of weld elements | EN ISO 2553:2019 | mm | l
|  | MM585 | Mõõt "s" (ISO 2553) |  | Measure "s" (ISO 2553) | measure a according to ISO 2553, weld dimension, depends on weld type, s - penetration depth, s - deep penetration throat thickness, s - weld metal thickness, s - overlay thickness, s - depth of the filling, used if the hole is to be partially filled, s - depth of filling | EN ISO 2553:2019 | mm | s
|  | MM588 | Mõõt "z" (ISO 2553) |  | Measure "z" (ISO 2553) | measure a according to ISO 2553, weld dimension, depends on weld type, z - leg length | EN ISO 2553:2019 | mm | z
|  | MM591 | Mõõtepiirkonna ulatus |  | Measuring range length | measuring range length | ETIM | mm |  | EF008213
|  | MM594 | Meedia laiendatud ala |  | Media extended area | total extended media area | IFC | m2 | MediaExtendedArea
|  | MM597 | Meediumi maht |  | Medium volume | medium volume | ETIM | l |  | EF022528
|  | MM600 | Aasa pikkus |  | Mesh length | mesh length | ETIM | mm |  | EF026048
|  | MM603 | Võrgusilma suurus |  | Mesh size | mesh size | ETIM | mm |  | EF025303
|  | MM606 | Filtrielemendi võrgusilma laius |  | Mesh width of filter element | mesh width of filter element | ETIM | µm |  | EF020365
|  | MM609 | Filtrielemendi võrgusilma laius (vahemik) |  | Mesh width of filter element (range) | mesh width of filter element | ETIM | µm |  | EF015420
|  | MM640 | Mikrofoni pikkus |  | Microphone length | microphone length | ETIM | mm |  | EF011721
|  | MM643 | Laeva keskosast klüüsini |  | Midship to fairlead | distance from the vessel midship to the fairlead for the line | IFC |  | MidshipToFairLead
|  | MM646 | Vähim lubatud toestuse pikkus |  | Minimum allowable support length | the minimum allowable support length | IFC |  | MinimumAllowableSupportLength
|  | MM649 | Vähim painderaadius (torud) |  | Minimum bending radius | minimum bending radius (pipes) | ETIM | m |  | EF020382
|  | MM652 | Vähim painderaadius, töövahenditeta |  | Minimum bending radius without tools | minimum bending radius without tools (pipes) | ETIM | mm |  | EF014081
|  | MM655 | Vähim sisseehitamise sügavus |  | Minimum built-in depth | minimum built-in depth | ETIM | mm |  | EF005027
|  | MM658 | Vähim sisseehitatud läbimõõt |  | Minimum built-in diameter | minimum built-in diameter | ETIM | mm |  | EF022890
|  | MM661 | Kimbu vähim läbimõõt |  | Minimum bundle diameter | minimum bundle diameter | ETIM | mm |  | EF016133
|  | MM664 | Lati vähim paksus |  | Minimum busbar thickness | minimum busbar thickness | ETIM | mm |  | EF006536
|  | MM667 | Kaabli vähim ristlõige (paigalduspool) |  | Minimum cable cross section (installation side) | minimum cable cross section (installation side) | ETIM | mm² |  | EF000929
|  | MM670 | Kaabli vähim ristlõige (valgusti pool) |  | Minimum cable cross section (luminaire side) | minimum cable cross section (luminaire side) | ETIM | mm² |  | EF000930
|  | MM673 | Väikseim lae paksus |  | Minimum ceiling thickness | minimum ceiling thickness | ETIM | mm |  | EF006435
|  | MM676 | Vähim tsentritevaheline kaugus |  | Minimum centre-to-centre distance | minimum centre-to-centre distance | ETIM | mm |  | EF020559
|  | MM679 | Vähim haardeulatus |  | Minimum clamping range | minimum clamping range | ETIM | mm |  | EF022846
|  | MM682 | Vähim venderi kõrgus (kokkusurutult) |  | Minimum compressed fender height | minimum height required for a compressed fender to prevent vessels striking the structure | IFC |  | MinCompressedFenderHeight
|  | MM685 | Vähim kontaktpiirkond |  | Minimum contact area | minimum contact area | ETIM | mm² |  | EF011274
|  | MM688 | Vedeliku vähim tihedus |  | Minimum density of liquid | minimum density of liquid | ETIM | kg/m³ |  | EF021721
|  | MM691 | Sisseehitatud paigalduskarbi vähim sügavus |  | Minimum depth of built-in installation box | minimum depth of built-in installation box | ETIM | mm |  | EF012278
|  | MM694 | Vähim diferentsiaalvahemik |  | Minimum differential gap | minimum differential gap | ETIM | mm |  | EF022083
|  | MM697 | Ketta vähim läbimõõt |  | Minimum disc diameter | minimum disc diameter | ETIM | mm |  | EF025013
|  | MM700 | Vähim ukselehe laius |  | Minimum door leaf width | minimum door leaf width | ETIM | mm |  | EF013202
|  | MM703 | Vähim allavoolu laevatatav veetase |  | Minimum downstream navigable water level | design minimum downstream water level for the lock complex | IFC |  | MinimumDownstreamNavigableWaterLevel
|  | MM706 | Puuriava vähim sügavus |  | Minimum drill hole depth | minimum drill hole depth | ETIM | mm |  | EF000384
|  | MM709 | Vähim puurava läbimõõt |  | Minimum drill hole diameter | minimum drill hole diameter | ETIM | mm |  | EF015803
|  | MM712 | Loputusvee vähim kogus |  | Minimum flushing water quantity | minimum flushing water quantity | ETIM | l |  | EF020260
|  | MM715 | Vähim gabariitkõrgus |  | Minimum headroom | headroom required for the activity assigned to this space | IFC | m | MinimumHeadroom | EF020364
|  | MM718 | Vähim kõrgus |  | Minimum height | the minimum height | IFC |  | MinimumHeight | EF005028
|  | MM721 | Pealiskihi vähim kõrgus |  | Minimum height finishing layer | minimum height finishing layer | ETIM | mm |  | EF007935
|  | MM724 | Loputuskäänu suurim kõrgus |  | Minimum height of flush bend | minimum height of flush bend | ETIM | mm |  | EF023744
|  | MM727 | Seina läbiviigu tsentri vähim kõrgus |  | Minimum height of wall lead-through centre | minimum height of wall lead-through centre | ETIM | mm |  | EF021986
|  | MM730 | Vähim hingede vahekaugus |  | Minimum hinge distance | minimum hinge distance | ETIM | mm |  | EF012864
|  | MM733 | Õõnsuse vähim sügavus |  | Minimum hollow depth | minimum hollow depth | ETIM | mm |  | EF005022
|  | MM736 | Vähim siseläbimõõt |  | Minimum inner diameter | minimum inner diameter | ETIM | mm |  | EF000309
|  | MM739 | Vähim lehe paksus |  | Minimum leaf thickness | minimum leaf thickness | ETIM | mm |  | EF012812
|  | MM742 | Vähim pikkus |  | Minimum length | minimum length | ETIM | mm |  | EF021481
|  | MM745 | Vähim paigalduskõrgus |  | Minimum mounting height | minimum mounting height | ETIM | m |  | EF025340
|  | MM748 | Vähim paigalduskõrgus (väljatõmbeõhk) |  | Minimum mounting height (exhaust height) | minimum mounting height (exhaust height) | ETIM | m |  | EF013609
|  | MM751 | Vähim paigalduskõrgus (horisontaalne õhujaotus) |  | Minimum mounting height (horizontal air distribution) | minimum mounting height (horizontal air distribution) | ETIM | m |  | EF013921
|  | MM754 | Vähim paigalduskõrgus (vertikaalne õhujaotus) |  | Minimum mounting height (vertical air distribution) | minimum mounting height (vertical air distribution) | ETIM | m |  | EF013922
|  | MM757 | Vähim objekti suurus |  | Minimum object size | minimum object size | ETIM | mm |  | EF008292
|  | MM760 | Vähim nõutav talitlusruum |  | Minimum operating space required | minimum operating space required | ETIM | mm |  | EF022246
|  | MM763 | Vähim lubatud käänuraadius, ajamiga juhitava liikuva rakenduse korra |  | Minimum permitted bending radius, moving application with forced guidance | minimum permitted bending radius, moving application with forced guidance (cables) | ETIM | mm |  | EF011801
|  | MM766 | Vähim lubatud käänuraadius, vabalt liikuva rakenduse korral |  | Minimum permitted bending radius, moving application/free movement | minimum permitted bending radius, moving application/free movement (cables) | ETIM | mm |  | EF011802
|  | MM769 | Vähim lubatud käänuraadius, statsionaarse kohtkindla rakenduse korral |  | Minimum permitted bending radius, stationary application/permanent installation | minimum permitted bending radius, stationary application/permanent installation (cables) | ETIM | mm |  | EF011803
|  | MM772 | Toru vähim läbimõõt |  | Minimum pipe diameter | minimum pipe diameter | ETIM | mm |  | EF022540
|  | MM775 | Toru vähim pikkus |  | Minimum pipe length | minimum pipe length | ETIM | m |  | EF024973
|  | MM778 | Toru vähim pikkus ahela kohta |  | Minimum pipe length per circuit | minimum pipe length per circuit | ETIM | m |  | EF024987
|  | MM781 | Ääriku vähim ringjoon |  | Minimum pitch circle of flange | minimum pitch circle of flange | ETIM | mm |  | EF022892
|  | MM784 | Plaadi vähim paksus |  | Minimum plate thickness | this value may be needed for stress analysis and to handle buckling problems; it can also be derived from the given profile geometry or classification and therefore it is only an optional feature allowing for an explicit description; for example measured in mm | IFC |  | MinimumPlateThickness
|  | MM787 | Vähim raadius |  | Minimum radius | minimum radius | ETIM | mm |  | EF025565
|  | MM790 | Peegeldi vähim kaugus |  | Minimum reflector distance | minimum reflector distance | ETIM | mm |  | EF004046
|  | MM793 | Riiuli vähim kõrgus |  | Minimum shelf height | minimum shelf height | ETIM | mm |  | EF023081
|  | MM796 | Vedeliku vähim eritihedus |  | Minimum specific density of liquid | minimum specific density of liquid | ETIM | kg/m³ |  | EF024093
|  | MM799 | Vähim käik |  | Minimum stroke | minimum stroke | ETIM | mm |  | EF025566
|  | MM802 | Vähim ülemine ukse raami vahe |  | Minimum upper door frame gap | minimum upper door frame gap | ETIM | mm |  | EF013444
|  | MM805 | Vähim ülesvoolu laevatatav veetase |  | Minimum upstream navigable water level | design minimum upstream water level for the lock complex | IFC |  | MinimumUpstreamNavigableWaterLevel
|  | MM808 | Vähim seina paksus |  | Minimum wall thickness | minimum wall thickness | ETIM | mm |  | EF013753
|  | MM811 | Vähim laius |  | Minimum width | the minimum width for oval or rectangular component | IFC |  | MinimumWidth | EF021565
|  | MM814 | Ukse vähim laius |  | Minimum width of door | the property of accessibility to building facilities which defines the minimum width of doors to enable the movement of people with additional needs | EN 16309:2014 | m
|  | MM817 | Vähim fikseeritud tahvli laius |  | Minimum width of fixed leaf | minimum width of fixed leaf | ETIM | mm |  | EF012865
|  | MM820 | Manööverduse laius |  | Minimum width of manoevuring space | the property of accessibility to building facilities which defines the minimum (available) width of corridors, lobbies, rooms to enable the movement of people with additional needs | EN 16309:2014 | m
|  | MM860 | Moodulite vahekaugus |  | Modular spacing | modular spacing | ETIM | mm |  | EF000394
|  | MM863 | Mooduli eralduselementide ühendused |  | Modular spacing connections | modular spacing connections | ETIM | mm |  | EF006827
|  | MM866 | Mooduli eralduselementide kontaktid |  | Modular spacing contacts | modular spacing contacts | ETIM | mm |  | EF007326
|  | MM869 | Mooduli laius |  | Module width | module width | ETIM | mm |  | EF007504
|  | MM872 | Niiskusesisaldus |  | Moisture content | property which indicates the ratio of the mass of water in a material and the mass of dry matter | EN ISO 18134-1:2015 |  | MoistureContent
|  | MM875 | Liistu kõrgus |  | Molding height | height of the molding; the height information is provided in absence of an IfcCovering (type=MOLDING) object with own shape representation and material assignment; in case of inconsistency the height assigned to IfcCovering elements takes precedence | IFC |  | MoldingHeight
|  | MM878 | Molekulmass |  | Molecular weight | molecular weight of material (typically gas) | IFC | g/mol | MolecularWeight
|  | MM881 | Jälgimisraadius |  | Monitoring radius | monitoring radius | ETIM | m |  | EF005370
|  | MM884 | Pikkus paigaldatud olekus |  | Mounted length | mounted length | ETIM | mm |  | EF020526
|  | MM887 | Paigalduskonsooli pikkus |  | Mounting arm length | mounting arm length | ETIM | mm |  | EF000090
|  | MM890 | Paigalduskõrgus |  | Mounting height | mounting height | ETIM | m |  | EF003874
|  | MM893 | Paigaldusava |  | Mounting hole | mounting hole | ETIM | mm |  | EF004186
|  | MM896 | Paigalduspikkus |  | Mounting length | mounting length | ETIM | mm |  | EF002613
|  | MM899 | Montaaživahe |  | Mounting offset | for cunter top mounted sinks, the vertical offset between the top of the sink and the counter top | IFC | m | MountingOffset
|  | MM902 | Paigaldusmõõt |  | Mounting size | mounting size | ETIM | mm |  | EF020751
|  | MM905 | Paigalduspind |  | Mounting surface | mounting surface | ETIM | m² |  | EF005089
|  | MM908 | Paigalduspaksus |  | Mounting thickness | mounting thickness | ETIM | mm |  | EF001053
|  | MM911 | Suurim seina paksus paigaldamisel |  | Mounting to maximum wall thickness | mounting to maximum wall thickness | ETIM | mm |  | EF004507
|  | MM914 | Paigalduslaius 1 |  | Mounting width 1 | mounting width 1 | ETIM | mm |  | EF023017
|  | MM917 | Paigalduslaius 2 |  | Mounting width 2 | mounting width 2 | ETIM | mm |  | EF023018
|  | MM920 | Liikumise tuvastamine, aksiaalne - |  | Movement sensing, axial - | movement sensing, axial - | ETIM | mm |  | EF021793
|  | MM923 | Liikumise tuvastamine, aksiaalne + |  | Movement sensing, axial + | movement sensing, axial + | ETIM | mm |  | EF021792
|  | MM926 | Aksiaalliikumisandur +/- |  | Movement sensing, axial +/- | movement sensing, axial +/- | ETIM | mm |  | EF021799
|  | MM929 | Liikumise tuvastamine, külgsuunaline +/- |  | Movement sensing, lateral +/- | movement sensing, lateral +/- | ETIM | mm |  | EF021794
|  | MM932 | Liikumise tuvastamine radiaalsuunas +/- |  | Movement sensing, radial +/- | movement sensing, radial +/- | ETIM | mm |  | EF025863
| MN |  | Omadused, mis algavad tähega "N" (veeru "G" järgi) |  | Properties that start with letter "N" | terms (property names) are based on a given reference | CCI-EE
|  | MN020 | Naela läbimõõt |  | Nail diameter | nail diameter | ETIM | mm |  | EF005107
|  | MN025 | Naela pikkus |  | Nail length | nail length | ETIM | mm |  | EF000371
|  | MN100 | Kaela pindala |  | Neck area | neck area of the air terminal | IFC | m2 | NeckArea
|  | MN105 | Netopind |  | Net area | summed area which consists of measurable space limited by the inside of enclosing building parts or another restriction specified for measurability | IFC | m2 | NetArea
|  | MN110 | Kasutusmaht |  | Net capacity | net capacity | ETIM | l |  | EF008002
|  | MN115 | Sügavkülmiku kasulik maht |  | Net capacity freezer | net capacity freezer | ETIM | l |  | EF000769
|  | MN120 | Kasutusmaht (värskena hoidmine, 0 °C-tsoon) |  | Net capacity fresh-keeping zone / 0 °C-zone | net capacity fresh-keeping zone / 0 °C-zone | ETIM | l |  | EF016325
|  | MN125 | Külmutatud toidu lahtri maht |  | Net capacity fridge compartment | net capacity fridge compartment | ETIM | l |  | EF008004
|  | MN130 | Kasulik maht |  | Net capacity total unit | net capacity total unit | ETIM | l |  | EF005129
|  | MN135 | Lae netopind |  | Net ceiling area | sum of all ceiling areas of the space; it excludes the area covered by elementsinside the space (columns, inner walls, etc.); the ceiling area is the real (and not the projected) area (e.g. in case of sloped ceilings) | IFC | m2 | NetCeilingArea
|  | MN140 | Neto ristlõike pindala |  | Net cross section area | area of the cross section | IFC | m2 | NetCrossSectionArea
|  | MN145 | Korruse netopind (KNP) |  | Net floor area (NFA) | is the calculated area of internal floor area (IFA) excluding the interior construction area (ICA); NFA=IFA-ICA | EN 15221-6:2011 | m2 | NetFloorArea
|  | MN150 | Alune netopindala |  | Net footprint area | area of the wall as viewed by a ground floor view, taking all wall modifications (like recesses) into account; it is also referred to as the foot print of the wall | IFC | m2 | NetFootprintArea
|  | MN155 | Netokõrgus |  | Net heigtht | standard net height of this storey, from the top surface of the construction floor, to the bottom surface of the construction floor or roof above; only provided is there is a constant height | IFC |  | NetHeigtht
|  | MN160 | Netoperimeeter |  | Net perimeter | net perimeter at the floor level of this space; it excludes those parts of the perimeter that are created by by virtual boundaries and openings (like doors); it is the measurement used for skirting boards and may includes the perimeter of internal fixed objects like columns | IFC |  | NetPerimeter
|  | MN165 | Planeeritud netopind |  | Net planned area | total planned net area of the building, storey, space or zone; used for programming the building, storey, space or zone | IFC | m2 | NetPlannedArea
|  | MN170 | Ruumide netopind (RNP) |  | Net room area (NRA) | is the sum of all floor areas measured to the internal surface of each room; it is calculated area of net floor area (NFA) excluding the partition wall area (PWA); NRA=NFA-PWA; NRA=TA+CA+AA+PA | EN 15221-6:2011
|  | MN175 | Neto külgpindala |  | Net side area | area of the element as viewed by an elevation view of the middle plane of the element; it does take into account all curtain wall modifications | IFC | m2 | NetSideArea
|  | MN180 | Pinnalaotuse netopindala |  | Net surface area | net surface area of the element, normally generated as perimeter * length + 2 * cross section area taking into account possible processing features (cut-out's, etc.) or openings and recesses | IFC | m2 | NetSurfaceArea
|  | MN185 | Seina netopindala |  | Net wall area | sum of all wall (and other vertically bounding elements, like columns) areas bounded by the space; it excludes the area covered by elements inside the wall area (doors, windows, other openings, etc.) | IFC | m2 | NetWallArea
|  | MN190 | Netokaal |  | Net weight | weight of a product without its container or package | IFC |  | NetWeight | EF025155
|  | MN195 | Netomaht |  | Net volume | volume property for space, one or more rooms, limited by the inside of the surrounding building parts | IFC |  | NetVolume
|  | MN200 | Neutraalne pikkus |  | Neutral length | neutral length | ETIM | mm |  | EF023571
|  | MN250 | Nišši sügavus |  | Niche depth | niche depth | ETIM | mm |  | EF002680
|  | MN255 | Nišši kõrgus |  | Niche height | niche height | ETIM | mm |  | EF008334
|  | MN260 | Nišši laius |  | Niche width | niche width | ETIM | mm |  | EF008333
|  | MN300 | Kesta nominaalne sügavus |  | Nominal body depth | nominal or quoted length measured along the z-axis in the local coordinate system of the chamber of the gully trap | IFC |  | NominalBodyDepth
|  | MN305 | Kesta nominaalne laius |  | Nominal body width | nominal or quoted length measured along the y-axis in the local coordinate system of the waste | IFC |  | NominalBodyWidth
|  | MN310 | Nominaalne liblikventiili ava |  | Nominal butterfly valve bore | nominal butterfly valve bore | ETIM | mm |  | EF021174
|  | MN315 | Nimimaht |  | Nominal capacity | nominal content; total nominal or design volumetric capacity of the tank, NominalCapacity | IFC | m3 | NominalCapacity | EF002143
|  | MN320 | Nimiristlõige |  | Nominal cross section | total cut-through surface area of the conducting wire (single) | ETIM | mm2 |  | EF001335
|  | MN325 | Nimiristlõige (vahemik) |  | Nominal cross section (range) | nominal cross section | ETIM | mm² |  | EF005124
|  | MN330 | Nimiristlõige, alumiinium RE |  | Nominal cross section aluminium, RE | nominal cross section aluminium, RE | ETIM | mm² |  | EF009677
|  | MN335 | Nimiristlõige, alumiinium RM |  | Nominal cross section aluminium, RM | nominal cross section aluminium, RM | ETIM | mm² |  | EF009676
|  | MN340 | Nimiristlõige, alumiinium RM/SM |  | Nominal cross section aluminium, RM/SM | nominal cross section aluminium, RM/SM | ETIM | mm² |  | EF009683
|  | MN345 | Nimiristlõige, alumiinium SE |  | Nominal cross section aluminium, SE | nominal cross section aluminium, SE | ETIM | mm² |  | EF009679
|  | MN350 | Nimiristlõige, alumiinium SM |  | Nominal cross section aluminium, SM | nominal cross section aluminium, SM | ETIM | mm² |  | EF009678
|  | MN355 | Harujuhtme nimiristlõige, RE |  | Nominal cross section branch conductor, RE | nominal cross section branch conductor, RE | ETIM | mm² |  | EF009670
|  | MN360 | Harujuhtme nimiristlõige, RM |  | Nominal cross section branch conductor, RM | nominal cross section branch conductor, RM | ETIM | mm² |  | EF009672
|  | MN365 | Harujuhtme nimiristlõige, SE |  | Nominal cross section branch conductor, SE | nominal cross section branch conductor, SE | ETIM | mm² |  | EF009669
|  | MN370 | Harujuhtme nimiristlõige, SE/RE |  | Nominal cross section branch conductor, SE/RE | nominal cross section branch conductor, SE/RE | ETIM | mm² |  | EF009660
|  | MN375 | Harujuhtme nimiristlõige, SM |  | Nominal cross section branch conductor, SM | nominal cross section branch conductor, SM | ETIM | mm² |  | EF009671
|  | MN380 | Harujuhtme nimiristlõige, SM/RM |  | Nominal cross section branch conductor, SM/RM | nominal cross section branch conductor, SM/RM | ETIM | mm² |  | EF009659
|  | MN385 | Kontsentrilise juhi nimiristlõige |  | Nominal cross section concentric conductor | nominal cross section concentric conductor | ETIM | mm² |  | EF001800
|  | MN390 | Juhi nimiristlõige |  | Nominal cross section conductor | nominal cross section conductor | ETIM | mm² |  | EF000060
|  | MN395 | Juhi nimiristlõige (vahemik) |  | Nominal cross section conductor (range) | nominal cross section conductor (range) | ETIM | mm² |  | EF007914
|  | MN400 | Harukaabli juhi nimiristlõige |  | Nominal cross section conductor branch cable | nominal cross section conductor branch cable | ETIM | mm² |  | EF007912
|  | MN405 | Põhikaabli juhi nimiristlõige |  | Nominal cross section conductor main cable | nominal cross section conductor main cable | ETIM | mm² |  | EF007913
|  | MN410 | Ühenduskaabli nimiristlõige |  | Nominal cross section connection cable | nominal cross section connection cable | ETIM | mm² |  | EF007991
|  | MN415 | Nimiristlõige, vask RE |  | Nominal cross section copper, RE | nominal cross section copper, RE | ETIM | mm² |  | EF009674
|  | MN420 | Nimiristlõige, vask RM |  | Nominal cross section copper, RM | nominal cross section copper, RM | ETIM | mm² |  | EF009673
|  | MN425 | Nimiristlõige, vask SM |  | Nominal cross section copper, SM | nominal cross section copper, SM | ETIM | mm² |  | EF009675
|  | MN430 | Cu-nimiristlõige |  | Nominal cross section Cu | nominal cross section Cu | ETIM | mm² |  | EF007724
|  | MN435 | Põhijuhi nimiristlõige, SE |  | Nominal cross section main conductor, SE | nominal cross section main conductor, SE | ETIM | mm² |  | EF009657
|  | MN440 | Põhijuhi nimiristlõige, SM |  | Nominal cross section main conductor, SM | nominal cross section main conductor, SM | ETIM | mm² |  | EF009658
|  | MN445 | Põhijuhtide nimiristlõige |  | Nominal cross section main conductors | nominal cross section main conductors | ETIM | mm² |  | EF001694
|  | MN450 | Juhtahela/vähendatud mõõtmetega juhtide ristlõige |  | Nominal cross section pilot/reduced conductors | nominal cross section pilot/reduced conductors | ETIM | mm² |  | EF001696
|  | MN455 | Juhtsoone/vähendatud soone nimiristlõige |  | Nominal cross section pilot/reduced core | nominal cross section pilot/reduced core | ETIM | mm² |  | EF003805
|  | MN460 | Siibri nimiläbimõõt |  | Nominal damper diameter | nominal damper diameter | IFC |  | NominalDamperDiameter
|  | MN465 | Nimisügavus |  | Nominal depth | nominal or quoted depth of the object | IFC |  | NominalDepth
|  | MN470 | Nimiläbimõõt |  | Nominal diameter | the nominal diameter of the pipe connection | IFC |  | NominalDiameter | EF005114
|  | MN475 | Nimiläbimõõt (ANSI) |  | Nominal diameter (ANSI) | nominal diameter (ANSI) | ETIM |  |  | EF022982
|  | MN480 | Nimiläbimõõt (API) |  | Nominal diameter (API) | nominal diameter (API) | ETIM |  |  | EF022983
|  | MN485 | Harude nimiläbimõõdud |  | Nominal diameter of branches | nominal diameter of branches | ETIM | mm |  | EF014921
|  | MN490 | Sisestusotsa nimiläbimõõt |  | Nominal diameter of insert end | nominal diameter of insert end | ETIM | mm |  | EF021233
|  | MN495 | Pealelükatava otsa nimiläbimõõt |  | Nominal diameter of push-on end | nominal diameter of push-on end | ETIM | mm |  | EF021234
|  | MN500 | Nimiläbimõõt või laius |  | Nominal diameter or width | the nominal diameter or width of the duct segment | IFC |  | NominalDiameterOrWidth
|  | MN505 | Nimiläbimõõt, ühendus 1 |  | Nominal diameter, connection 1 | nominal diameter, connection 1 | ETIM | mm |  | EF021224
|  | MN510 | Nimiläbimõõt, ühendus 2 |  | Nominal diameter, connection 2 | nominal diameter, connection 2 | ETIM | mm |  | EF021225
|  | MN515 | Nimimõõde |  | Nominal dimension | nominal dimension | ETIM | mm |  | EF000132
|  | MN520 | Kanali nimiläbimõõt |  | Nominal duct diameter | nominal duct diameter | ETIM | mm |  | EF020311
|  | MN525 | Kanali nimiläbimõõt (vahemik) |  | Nominal duct diameter (range) | nominal duct diameter (range) | ETIM | mm |  | EF023195
|  | MN530 | Kanali ühenduse nimiläbimõõt |  | Nominal duct diameter connection | nominal duct diameter connection | ETIM | mm |  | EF022923
|  | MN535 | Kanali nimiläbimõõt siseküljel |  | Nominal duct diameter on inlet side | nominal duct diameter on inlet side | ETIM | mm |  | EF023997
|  | MN540 | Kanali nimiläbimõõt väljundpoolel |  | Nominal duct diameter on outlet side | nominal duct diameter on outlet side | ETIM | mm |  | EF025490
|  | MN545 | Kanaliharu nimiläbimõõt |  | Nominal duct diameter, branch | nominal duct diameter, branch | ETIM | mm |  | EF022406
|  | MN550 | Kanaliharude nimiläbimõõt |  | Nominal duct diameter, branches | nominal duct diameter, branches | ETIM | mm |  | EF022448
|  | MN555 | Kanali ühenduse nimiläbimõõt |  | Nominal duct diameter, connection | nominal duct diameter, connection | ETIM | mm |  | EF023219
|  | MN560 | Kanali nimiläbimõõt, ühendus 1 |  | Nominal duct diameter, connection 1 | nominal duct diameter, connection 1 | ETIM | mm |  | EF020421
|  | MN565 | Kanali nimiläbimõõt, ühendus 2 |  | Nominal duct diameter, connection 2 | nominal duct diameter, connection 2 | ETIM | mm |  | EF020422
|  | MN570 | Kanali nimiläbimõõt, ühendus 3 |  | Nominal duct diameter, connection 3 | nominal duct diameter, connection 3 | ETIM | mm |  | EF020424
|  | MN575 | Kanali nimiläbimõõt, ühendus 4 |  | Nominal duct diameter, connection 4 | nominal duct diameter, connection 4 | ETIM | mm |  | EF020425
|  | MN580 | Kanali nimiläbimõõt, jaotuspoolel |  | Nominal duct diameter, delivery side | nominal duct diameter, delivery side | ETIM | mm |  | EF024511
|  | MN585 | Suitsukanali nimiläbimõõt |  | Nominal duct diameter, flue | nominal duct diameter, flue | ETIM | mm |  | EF021654
|  | MN590 | Kanali siseühenduse nimiläbimõõt |  | Nominal duct diameter, inside connection | nominal duct diameter, inside connection | ETIM | mm |  | EF010797
|  | MN595 | Peakanali nimiläbimõõt |  | Nominal duct diameter, main duct | nominal duct diameter, main duct | ETIM | mm |  | EF023955
|  | MN600 | Kanali nimiläbimõõt, peakanal |  | Nominal duct diameter, main duct | nominal duct diameter, main duct | ETIM | mm |  | EF020426
|  | MN605 | Kanali välisühenduse nimiläbimõõt |  | Nominal duct diameter, outside connection | nominal duct diameter, outside connection | ETIM | mm |  | EF010798
|  | MN610 | Kanali nimiläbimõõt, imemispoolel |  | Nominal duct diameter, suction side | nominal duct diameter, suction side | ETIM | mm |  | EF024510
|  | MN615 | Kanali nimikõrgus |  | Nominal duct height | nominal duct height | ETIM | mm |  | EF020313
|  | MN620 | Kanaliharu nimikõrgus |  | Nominal duct height branch | nominal duct height branch | ETIM | mm |  | EF010466
|  | MN625 | Kanaliharude nimikõrgus |  | Nominal duct height branches | nominal duct height branches | ETIM | mm |  | EF013994
|  | MN630 | Ühenduse 1 kanali nimikõrgus |  | Nominal duct height connection 1 | nominal duct height connection 1 | ETIM | mm |  | EF010182
|  | MN635 | Ühenduse 2 kanali nimikõrgus |  | Nominal duct height connection 2 | nominal duct height connection 2 | ETIM | mm |  | EF010184
|  | MN640 | Ühenduse 3 kanali nimikõrgus |  | Nominal duct height connection 3 | nominal duct height connection 3 | ETIM | mm |  | EF011545
|  | MN645 | Ühenduse 4 kanali nimikõrgus |  | Nominal duct height connection 4 | nominal duct height connection 4 | ETIM | mm |  | EF013962
|  | MN650 | Kanali imemisotsa nimikõrgus |  | Nominal duct height of suction end | nominal duct height of suction end | ETIM | mm |  | EF022198
|  | MN655 | Kanali nimikõrgus, jaotuspoolel |  | Nominal duct height, delivery side | nominal duct height, delivery side | ETIM | mm |  | EF024513
|  | MN660 | Kanali siseühenduse nimikõrgus |  | Nominal duct height, inside connection | nominal duct height, inside connection | ETIM | mm |  | EF024380
|  | MN665 | Kanali välisühenduse nimikõrgus |  | Nominal duct height, outside connection | nominal duct height, outside connection | ETIM | mm |  | EF024382
|  | MN670 | Kanali nimilaius |  | Nominal duct width | nominal duct width | ETIM | mm |  | EF020312
|  | MN675 | Kanaliharu nimilaius |  | Nominal duct width branch | nominal duct width branch | ETIM | mm |  | EF010465
|  | MN680 | Kanaliharude nimilaius |  | Nominal duct width branches | nominal duct width branches | ETIM | mm |  | EF013995
|  | MN685 | Ühenduse 1 kanali nimilaius |  | Nominal duct width connection 1 | nominal duct width connection 1 | ETIM | mm |  | EF010181
|  | MN690 | Ühenduse 2 kanali nimilaius |  | Nominal duct width connection 2 | nominal duct width connection 2 | ETIM | mm |  | EF010183
|  | MN695 | Ühenduse 3 kanali nimilaius |  | Nominal duct width connection 3 | nominal duct width connection 3 | ETIM | mm |  | EF011544
|  | MN700 | Ühenduse 4 kanali nimilaius |  | Nominal duct width connection 4 | nominal duct width connection 4 | ETIM | mm |  | EF013961
|  | MN705 | Kanali imemisotsa nimilaius |  | Nominal duct width of suction end | nominal duct width of suction end | ETIM | mm |  | EF022199
|  | MN710 | Õhu toitekanali laius |  | Nominal duct width, air supply | nominal duct width, air supply | ETIM | mm |  | EF020489
|  | MN715 | Kanali nimilaius, jaotuspoolel |  | Nominal duct width, delivery side | nominal duct width, delivery side | ETIM | mm |  | EF024512
|  | MN720 | Kanali siseühenduse nimilaius |  | Nominal duct width, inside connection | nominal duct width, inside connection | ETIM | mm |  | EF024379
|  | MN725 | Kanali välisühenduse nimilaius |  | Nominal duct width, outside connection | nominal duct width, outside connection | ETIM | mm |  | EF024381
|  | MN730 | Armatuuri ekvivalentne nimiristlõige |  | Nominal equivalent cross section of reinforcement | nominal equivalent cross section of reinforcement | ETIM | mm² |  | EF013442
|  | MN735 | Soojusülekande nimipindala |  | Nominal heat transfer area | nominal heat transfer surface area associated with nominal overall heat transfer coefficient | IFC | m2 | NominalHeatTransferArea
|  | MN740 | Nimikõrgus |  | Nominal height | the nominal height of the segment | COBie;IFC |  | NominalHeight | EF007989
|  | MN745 | Nimipikkus |  | Nominal length | nominal or quoted length of the object | COBie;IFC |  | NominalLength
|  | MN750 | Nimipikkus või läbimõõt |  | Nominal length or diameter | the nominal length or, in the case of a vertical cylindrical tank, the nominal diameter of the tank | IFC |  | NominalLengthOrDiameter
|  | MN755 | Nimitalitluskaugus |  | Nominal operating distance | nominal operating distance | ETIM | mm |  | EF004059
|  | MN760 | Nimivälisläbimõõt |  | Nominal outside diameter | specified outside diameter | EN 1401-1:2019
|  | MN765 | Osakeste keskmine nimiläbimõõt |  | Nominal particle geometric mean diameter | particle geometric mean diameter associated with nominal efficiency | IFC |  | NominalParticleGeometricMeanDiameter
|  | MN770 | Toru nimiläbimõõt |  | Nominal pipe diameter | nominal pipe diameter | ETIM | mm |  | EF024301
|  | MN775 | Nimisuurus |  | Nominal size | numerical designation of the size of a component | IFC |  | NominalSize | EF003934
|  | MN780 | Nimisuurus (siseläbimõõduga seotud) |  | Nominal size (inside diameter related) | nominal size, related to the inside diameter (DN/ID) | EN 13476-1:2018
|  | MN785 | Nimisuurus (välisläbimõõduga seotud) |  | Nominal size (outside diameter related) | nominal size, related to the outside diameter (DN/OD) | EN 13476-1:2018
|  | MN790 | Settekoti nimisügavus |  | Nominal sump depth | nominal or quoted length measured along the z-axis in the local coordinate system of the sump | IFC |  | NominalSumpDepth
|  | MN795 | Settekoti nimipikkus |  | Nominal sump length | nominal or quoted length measured along the x-axis in the local coordinate system or the radius (in the case of a circular shape in plan) of the sump | IFC |  | NominalSumpLength
|  | MN800 | Settekoti nimilaius |  | Nominal sump width | nominal or quoted length measured along the y-axis in the local coordinate system of the sump | IFC |  | NominalSumpWidth
|  | MN805 | Nimipaksus |  | Nominal thickness | the nominal thickness of the work surface | IFC |  | NominalThickness
|  | MN810 | Nimipaksus lõpus |  | Nominal thickness end | the nominal thickness of the object after a transition from its original value | IFC |  | NominalThicknessEnd
|  | MN815 | Pealispinna nimipaksus |  | Nominal topping thickness | the nominal thickness of the topping | IFC |  | NominalToppingThickness
|  | MN820 | Nimilaius |  | Nominal width | nominal or quoted width of the object | COBie |  | NominalWidth | EF001607
|  | MN825 | Nimilaius või läbimõõt |  | Nominal width or diameter | the nominal width or, in the case of a horizontal cylindrical tank, the nominal diameter of the tank | IFC |  | NominalWidthOrDiameter
|  | MN830 | Korruse mittefunktsionaalne pind (KMFP) |  | Non-functional level area (NLA) | is a measured area, consisting of voids, atriums and cavities | EN 15221-6:2011
|  | MN835 | Mitte-üüritav ala |  | Non-rentable area | area not available for rent | CoClass | m2
|  | MN840 | Mitteköetav äripind |  | Non-tempered commercial area | room area not set up to be heated or cooled to a certain temperature | CoClass | m2
|  | MN845 | Mitteköetav bruto pindala |  | Non-tempered gross area | gross area not designed to be heated or cooled to a certain temperature | CoClass | m2
|  | MN850 | Mitteköetav elupind |  | Non-tempered living area | living area not set up to be heated or cooled to a certain temperature | CoClass | m2
|  | MN855 | Mitteköetav muu ala |  | Non-tempered other area | other area not designed to be heated or cooled to a certain temperature | CoClass | m2
|  | MN860 | Mitteköetav sekundaarne ala |  | Non-tempered secondary area | biarea not designed to be heated or cooled to a certain temperature | CoClass | m2
|  | MN865 | Mitteköetav kasutatav ala |  | Non-tempered useable area | usable area not designed to be heated or cooled to a certain temperature | CoClass | m2
|  | MN870 | Trepiastme üleulatuv pikkus |  | Nosing length | horizontal distance from the front of the tread to the riser underneath; it is the overhang of the tread | IFC | m | NosingLength
|  | MN875 | Düüsi läbimõõt |  | Nozzle diameter | nozzle diameter | ETIM | mm |  | EF015067
| MP |  | Omadused, mis algavad tähega "P" (veeru "G" järgi) |  | Properties that start with letter "P" | terms (property names) are based on a given reference | CCI-EE
|  | MP020 | Aeruluku kaugus |  | Oarlock distance | oarlock distance | ETIM | mm |  | EF013185
|  | MP023 | Aeruluku pikkus |  | Oarlock length | oarlock length | ETIM | mm |  | EF013184
|  | MP040 | Objektiivi läbimõõt |  | Objective diameter | objective diameter | ETIM | mm |  | EF025955
|  | MP060 | Nihe, kõrvalekalle |  | Offset | offset | ETIM | mm |  | EF020397
|  | MP080 | Õli maht |  | Oil content | oil content | ETIM | l |  | EF013499
|  | MP120 | Avatud ala |  | Open area | area on land consisting of fully or partially open areas set up for residence or storage adjacent to a building | CoClass | m2
|  | MP123 | Ava vaba vahemik |  | Opening clearance | opening clearance | ETIM | m |  | EF012398
|  | MP126 | Ava läbimõõt |  | Opening diameter | opening diameter | ETIM | mm |  | EF005153
|  | MP129 | Ava mõõt |  | Opening dimension | opening dimension | ETIM | mm |  | EF024224
|  | MP132 | Ava kõrgus |  | Opening height | vertical dimension of rectangular openings for doors and windows | CCI-EE
|  | MP135 | Ava laius |  | Opening width | dimensional property for clear height in an opening | CCI-EE
|  | MP138 | Toimekaugus |  | Operating distance | operating distance | ETIM | mm |  | EF004121
|  | MP141 | Töökaal |  | Operating weight | operating weight of the tank including all of its contents | IFC |  | OperatingWeight
|  | MP144 | Optimaalne paigalduskõrgus |  | Optimum mounting height | optimum mounting height | ETIM | m |  | EF008011
|  | MP170 | Orgaanika maht |  | Organic volume | relative volume of organic (peat/humus) stratum constituents especially soil | IFC | m3 | OrganicVolume
|  | MP200 | Muu ala |  | Other area | usable area intended for technical operation or general communication in buildings other than detached houses | CoClass | m2
|  | MP202 | Muu maa (maapealne) |  | Other area above ground | other area above ground | CoClass | m2
|  | MP204 | Muu ala (kommunikatsioonid) |  | Other area for communication | other area for the building's general communication | CoClass | m2
|  | MP206 | Muu ala (opereerimiseks) |  | Other area for operation | other area for the building's operation and supply | CoClass | m2
|  | MP208 | Muu ala (maa-alune) |  | Other area under ground | other area underground | CoClass | m2
|  | MP210 | Välisühenduse läbimõõt |  | Outer connection diameter | outer connection diameter | ETIM | mm |  | EF023966
|  | MP212 | Ühenduse välisläbimõõt |  | Outer connection diameter | outer connection diameter | ETIM | mm |  | EF020058
|  | MP214 | Välissügavus |  | Outer depth | outer depth | ETIM | mm |  | EF024681
|  | MP216 | Välisläbimõõt |  | Outer diameter | overall outer diameter in the horizontal or vertical plane | IFC |  | OuterDiameter | EF000015
|  | MP218 | Välisläbimõõt, ligikaudne |  | Outer diameter approx. | outer diameter approx. | ETIM | mm |  | EF003921
|  | MP220 | Hülsi välisläbimõõt |  | Outer diameter bush | outer diameter bush | ETIM | mm |  | EF026071
|  | MP222 | Ühenduse 1 välisläbimõõt |  | Outer diameter connection 1 | outer diameter connection 1 | ETIM | mm |  | EF021903
|  | MP224 | Ühenduse 2 välisläbimõõt |  | Outer diameter connection 2 | outer diameter connection 2 | ETIM | mm |  | EF021904
|  | MP226 | Ühenduse 3 välisläbimõõt |  | Outer diameter connection 3 | outer diameter connection 3 | ETIM | mm |  | EF024106
|  | MP228 | Silindri välisläbimõõt |  | Outer diameter cylinder | outer diameter cylinder | ETIM | mm |  | EF025996
|  | MP230 | Rummu välisläbimõõt |  | Outer diameter hub | outer diameter hub | ETIM | mm |  | EF026383
|  | MP232 | Välisläbimõõt sh. iste/kate |  | Outer diameter incl. sheat/cover | outer diameter incl. sheat/cover | ETIM | mm |  | EF015613
|  | MP234 | Sisetorude läbimõõt |  | Outer diameter inner pipes | outer diameter inner pipes | ETIM | mm |  | EF025230
|  | MP236 | Nuki (hamba) välisläbimõõt |  | Outer diameter of cog | outer diameter of cog | ETIM | mm |  | EF022966
|  | MP238 | Topeltseinalise süsteemi välisläbimõõt |  | Outer diameter of double-walled system | outer diameter of double-walled system | ETIM | mm |  | EF025630
|  | MP240 | Ääriku välisläbimõõt |  | Outer diameter of flange | outer diameter of flange | ETIM | mm |  | EF021531
|  | MP242 | Huulrõnga välisläbimõõt |  | Outer diameter of lip ring | outer diameter of lip ring | ETIM | mm |  | EF021228
|  | MP244 | Võru välisläbimõõt |  | Outer diameter of ring | outer diameter of ring | ETIM | mm |  | EF005663
|  | MP246 | Roseti välisläbimõõt |  | Outer diameter of rosette | outer diameter of rosette | ETIM | mm |  | EF022226
|  | MP248 | Liugrõnga välisläbimõõt |  | Outer diameter of sliding ring | outer diameter of sliding ring | ETIM | mm |  | EF022820
|  | MP250 | Spiraali välisläbimõõt |  | Outer diameter of spiral | outer diameter of spiral | ETIM | mm |  | EF021691
|  | MP252 | Toru muhvi välisläbimõõt |  | Outer diameter pipe sleeve | outer diameter pipe sleeve | ETIM | mm |  | EF020429
|  | MP254 | Kolvivarda välisläbimõõt |  | Outer diameter piston rod | outer diameter piston rod | ETIM | mm |  | EF025995
|  | MP256 | Põranda süvendi välimine läbimõõt |  | Outer diameter pit floor | outer diameter pit floor | ETIM | mm |  | EF011067
|  | MP258 | Propelleri (tiiviku) välisläbimõõt |  | Outer diameter propeller | outer diameter propeller | ETIM | cm |  | EF025855
|  | MP260 | Rulliku / ratta välisläbimõõt |  | Outer diameter roller/wheel | outer diameter roller/wheel | ETIM | mm |  | EF026193
|  | MP262 | Ühe kiu välisümbriseläbimõõt |  | Outer diameter sheath single fibre | outer diameter sheath single fibre | ETIM | mm |  | EF012067
|  | MP264 | Hülsi välisläbimõõt |  | Outer diameter sleeve | outer diameter sleeve | ETIM | mm |  | EF007668
|  | MP266 | Teraskaabli välisläbimõõt |  | Outer diameter steel cable | outer diameter steel cable | ETIM | mm |  | EF010049
|  | MP268 | Soojusisolatsiooni välisläbimõõt |  | Outer diameter thermal insulation | outer diameter thermal insulation | ETIM | mm |  | EF011751
|  | MP270 | Soojusanduri toru välisläbimõõt |  | Outer diameter thermowell | outer diameter thermowell | ETIM | mm |  | EF009834
|  | MP272 | Soojusanduri toruotsiku välisläbimõõt |  | Outer diameter thermowell top | outer diameter thermowell top | ETIM | mm |  | EF009833
|  | MP274 | Koonuse välisläbimõõt |  | Outer diameter, cone | outer diameter, cone | ETIM | mm |  | EF022444
|  | MP276 | Ühendustoru välisläbimõõt |  | Outer diameter, connecting pipe | outer diameter, connecting pipe | ETIM | mm |  | EF022634
|  | MP278 | Deaeraatori välisläbimõõt |  | Outer diameter, de-aerator | outer diameter, de-aerator | ETIM | mm |  | EF022635
|  | MP280 | Ääriku serva välisläbimõõt |  | Outer diameter, flange edge | outer diameter, flange edge | ETIM | mm |  | EF020228
|  | MP282 | Äärikupuksi välisläbimõõt |  | Outer diameter, flanged bush | outer diameter, flanged bush | ETIM | mm |  | EF020064
|  | MP284 | Sisendi/väljundi välisläbimõõt |  | Outer diameter, in/outlet | outer diameter, in/outlet | ETIM | mm |  | EF022633
|  | MP286 | Välisläbimõõt, siseosa |  | Outer diameter, inlay part | outer diameter, inlay part | ETIM | mm |  | EF022648
|  | MP288 | Rootori välisläbimõõt |  | Outer diameter, rotor | outer diameter, rotor | ETIM | mm |  | EF022884
|  | MP290 | Hülsi välisläbimõõt |  | Outer diameter, sleeve | outer diameter, sleeve | ETIM | mm |  | EF021806
|  | MP292 | Väline mõõt |  | Outer dimensions | outer dimensions | ETIM | mm |  | EF024277
|  | MP294 | Kanali välisläbimõõt |  | Outer duct diameter | outer duct diameter | ETIM | mm |  | EF022061
|  | MP296 | Õhukanali välisläbimõõt, toiteõhk |  | Outer duct diameter, air supply | outer duct diameter, air supply | ETIM | mm |  | EF020545
|  | MP298 | Kanali välisläbimõõt, ühendus 1 |  | Outer duct diameter, connection 1 | outer duct diameter, connection 1 | ETIM | mm |  | EF022438
|  | MP300 | Kanali välisläbimõõt, ühendus 2 |  | Outer duct diameter, connection 2 | outer duct diameter, connection 2 | ETIM | mm |  | EF022439
|  | MP302 | Kanali välisläbimõõt, ühendus 3 |  | Outer duct diameter, connection 3 | outer duct diameter, connection 3 | ETIM | mm |  | EF022440
|  | MP304 | Ristkülikulise isolatsiooni välimine kõrgus |  | Outer height rectangular insulation | outer height rectangular insulation | ETIM | mm |  | EF014375
|  | MP306 | Välisvooliku läbimõõt |  | Outer hose diameter | outer hose diameter | ETIM | mm |  | EF023421
|  | MP308 | Välisvooliku läbimõõt 1 |  | Outer hose diameter 1 | outer hose diameter 1 | ETIM | mm |  | EF023418
|  | MP310 | Välisvooliku läbimõõt 2 |  | Outer hose diameter 2 | outer hose diameter 2 | ETIM | mm |  | EF023419
|  | MP312 | Välisvooliku läbimõõt 3 |  | Outer hose diameter 3 | outer hose diameter 3 | ETIM | mm |  | EF023420
|  | MP314 | Välispikkus |  | Outer length | outer length | ETIM | mm |  | EF024679
|  | MP316 | Toru välisläbimõõt |  | Outer pipe diameter | outer pipe diameter | ETIM | mm |  | EF006272
|  | MP318 | Toru välisläbimõõt (vahemik) |  | Outer pipe diameter (range) | outer pipe diameter (range) | ETIM | mm |  | EF006273
|  | MP320 | Toru välisläbimõõt, 1. tagasivool |  | Outer pipe diameter 1 return | outer pipe diameter 1 return | ETIM | mm |  | EF020860
|  | MP322 | Toru välisläbimõõt, 1. pealevool |  | Outer pipe diameter 1 supply | outer pipe diameter 1 supply | ETIM | mm |  | EF020858
|  | MP324 | Toru välisläbimõõt, 2. tagasivool |  | Outer pipe diameter 2 return | outer pipe diameter 2 return | ETIM | mm |  | EF020861
|  | MP326 | Toru välisläbimõõt, 2. pealevool |  | Outer pipe diameter 2 supply | outer pipe diameter 2 supply | ETIM | mm |  | EF020859
|  | MP328 | Kõigi ühenduste toru välisläbimõõt |  | Outer pipe diameter all connections | outer pipe diameter all connections | ETIM | mm |  | EF020126
|  | MP330 | Põikosa nimivälisläbimõõt |  | Outer pipe diameter branches | outer pipe diameter branches | ETIM | mm |  | EF021624
|  | MP332 | Tsirkulatsioonitoru välisläbimõõt |  | Outer pipe diameter circulation pipe | outer pipe diameter circulation pipe | ETIM | mm |  | EF021388
|  | MP334 | Külma kraaniveetoru välisläbimõõt |  | Outer pipe diameter cold tap water | outer pipe diameter cold tap water | ETIM | mm |  | EF020499
|  | MP336 | Kogumisühiku loputuskäänu välistoru läbimõõt |  | Outer pipe diameter collection unit flushing bend | outer pipe diameter collection unit flushing bend | ETIM | mm |  | EF023817
|  | MP338 | Põlemisõhutoru välisläbimõõt |  | Outer pipe diameter combustion air | outer pipe diameter combustion air | ETIM | mm |  | EF022316
|  | MP340 | Kondensaadi toru välisläbimõõt |  | Outer pipe diameter condensate | outer pipe diameter condensate | ETIM | mm |  | EF020511
|  | MP342 | Dreeniühenduse välistoru |  | Outer pipe diameter condensate drain | outer pipe diameter condensate drain | ETIM | mm |  | EF024969
|  | MP344 | Ühendustoru välisläbimõõt |  | Outer pipe diameter connection | outer pipe diameter connection | ETIM | mm |  | EF020208
|  | MP346 | Ühenduse 1 toru välisläbimõõt |  | Outer pipe diameter connection 1 | outer pipe diameter connection 1 | ETIM | mm |  | EF020122
|  | MP348 | Ühenduse 1 toru välisläbimõõt (vahemik) |  | Outer pipe diameter connection 1 (range) | outer pipe diameter connection 1 (range) | ETIM | mm |  | EF013750
|  | MP350 | Ühenduse 2 toru välisläbimõõt |  | Outer pipe diameter connection 2 | outer pipe diameter connection 2 | ETIM | mm |  | EF020123
|  | MP352 | Ühenduse 2 toru välisläbimõõt (vahemik) |  | Outer pipe diameter connection 2 (range) | outer pipe diameter connection 2 (range) | ETIM | mm |  | EF013752
|  | MP354 | Ühenduse 3 toru välisläbimõõt |  | Outer pipe diameter connection 3 | outer pipe diameter connection 3 | ETIM | mm |  | EF020124
|  | MP356 | Ühenduse 3 toru välisläbimõõt (vahemik) |  | Outer pipe diameter connection 3 (range) | outer pipe diameter connection 3 (range) | ETIM | mm |  | EF013953
|  | MP358 | Ühenduse 4 toru välisläbimõõt |  | Outer pipe diameter connection 4 | outer pipe diameter connection 4 | ETIM | mm |  | EF020125
|  | MP360 | Ühenduse 5 toru välisläbimõõt |  | Outer pipe diameter connection 5 | outer pipe diameter connection 5 | ETIM | mm |  | EF020202
|  | MP362 | Ühenduse 6 toru välisläbimõõt |  | Outer pipe diameter connection 6 | outer pipe diameter connection 6 | ETIM | mm |  | EF020403
|  | MP364 | Ühenduse 7 toru välisläbimõõt |  | Outer pipe diameter connection 7 | outer pipe diameter connection 7 | ETIM | mm |  | EF020409
|  | MP366 | Ühenduse 8 toru välisläbimõõt |  | Outer pipe diameter connection 8 | outer pipe diameter connection 8 | ETIM | mm |  | EF020410
|  | MP368 | Ühenduse läbimõõt toitepoolel |  | Outer pipe diameter connection inlet side | outer pipe diameter connection inlet side | ETIM | mm |  | EF025503
|  | MP370 | Ühenduse läbimõõt jaotuspoolel |  | Outer pipe diameter connection outlet side | outer pipe diameter connection outlet side | ETIM | mm |  | EF025504
|  | MP372 | Väljundsüsteemi välistoru ühenduse läbimõõt |  | Outer pipe diameter connection output system | outer pipe diameter connection output system | ETIM | mm |  | EF025887
|  | MP374 | Toitesüsteemi välistoru ühenduse läbimõõt |  | Outer pipe diameter connection source system | outer pipe diameter connection source system | ETIM | mm |  | EF025886
|  | MP376 | Ühenduste 2 ja 3 toru välisläbimõõt |  | Outer pipe diameter connections 2 and 3 | outer pipe diameter connections 2 and 3 | ETIM | mm |  | EF020392
|  | MP378 | Ühenduste 2, 3, 4 toru välisläbimõõt |  | Outer pipe diameter connections 2, 3, 4 | outer pipe diameter connections 2, 3, 4 | ETIM | mm |  | EF022573
|  | MP380 | Jahuti toru välisläbimõõt |  | Outer pipe diameter cooler | outer pipe diameter cooler | ETIM | mm |  | EF022787
|  | MP382 | Toru välisläbimõõt survepoolel |  | Outer pipe diameter delivery side | outer pipe diameter delivery side | ETIM | mm |  | EF013500
|  | MP384 | Dreenitoru välisläbimõõt |  | Outer pipe diameter drainage | outer pipe diameter drainage | ETIM | mm |  | EF021703
|  | MP386 | Dreeni ühendustoru välisläbimõõt |  | Outer pipe diameter drainage connection | outer pipe diameter drainage connection | ETIM | mm |  | EF021390
|  | MP388 | Toitekollektori toru välisläbimõõt |  | Outer pipe diameter feed collector | outer pipe diameter feed collector | ETIM | mm |  | EF023938
|  | MP390 | Loputustoru välisläbimõõt |  | Outer pipe diameter flushing | outer pipe diameter flushing | ETIM | mm |  | EF021704
|  | MP392 | Kütusetoru välisläbimõõt |  | Outer pipe diameter fuel | outer pipe diameter fuel | ETIM | mm |  | EF020482
|  | MP394 | Gaasitoru välisläbimõõt |  | Outer pipe diameter gas | outer pipe diameter gas | ETIM | mm |  | EF021061
|  | MP396 | Gaasitoru välisläbimõõt |  | Outer pipe diameter gas pipe | outer pipe diameter gas pipe | ETIM | mm |  | EF021164
|  | MP398 | Küttetoru välisläbimõõt |  | Outer pipe diameter heating | outer pipe diameter heating | ETIM | mm |  | EF020142
|  | MP400 | Kuuma kraanivee toru välisläbimõõt |  | Outer pipe diameter hot tap water | outer pipe diameter hot tap water | ETIM | mm |  | EF020504
|  | MP402 | Sisendtorude välisläbimõõt |  | Outer pipe diameter inlet | outer pipe diameter inlet | ETIM | mm |  | EF022341
|  | MP404 | Vedelikuliini toru välisläbimõõt |  | Outer pipe diameter of fluid pipe | outer pipe diameter of fluid pipe | ETIM | mm |  | EF024968
|  | MP406 | Õli ühendustoru välisläbimõõt |  | Outer pipe diameter oil connection | outer pipe diameter oil connection | ETIM | mm |  | EF021379
|  | MP408 | Väljundtoru välisläbimõõt |  | Outer pipe diameter outlet | outer pipe diameter outlet | ETIM | mm |  | EF022339
|  | MP410 | Primaartoru välisläbimõõt |  | Outer pipe diameter primary connection | outer pipe diameter primary connection | ETIM | mm |  | EF022025
|  | MP412 | Toru paagipoolne välisläbimõõt |  | Outer pipe diameter reservoir side | outer pipe diameter reservoir side | ETIM | mm |  | EF020823
|  | MP414 | Reservuaaripoolne loputuskäänaku välistoru läbimõõt |  | Outer pipe diameter reservoir side flushing bend | outer pipe diameter reservoir side flushing bend | ETIM | mm |  | EF023623
|  | MP416 | Tagasivoolutoru välisläbimõõt |  | Outer pipe diameter return | outer pipe diameter return | ETIM | mm |  | EF020475
|  | MP418 | Tagasivoolukollektori toru välisläbimõõt |  | Outer pipe diameter return collector | outer pipe diameter return collector | ETIM | mm |  | EF023939
|  | MP420 | Toru välisläbimõõt sekundaarne |  | Outer pipe diameter secondary | outer pipe diameter secondary | ETIM | mm |  | EF015351
|  | MP422 | Sekundaartoru ühenduse välisläbimõõt |  | Outer pipe diameter secondary connection | outer pipe diameter secondary connection | ETIM | mm |  | EF021095
|  | MP424 | Toru välisläbimõõt ilma hülssideta |  | Outer pipe diameter sleeveless | outer pipe diameter sleeveless | ETIM | mm |  | EF022491
|  | MP426 | Imemistoru välisläbimõõt |  | Outer pipe diameter suction pipe | outer pipe diameter suction pipe | ETIM | mm |  | EF020139
|  | MP428 | Toitetoru välisläbimõõt |  | Outer pipe diameter supply | outer pipe diameter supply | ETIM | mm |  | EF020469
|  | MP430 | Kraaniveetoru välisläbimõõt |  | Outer pipe diameter tap water | outer pipe diameter tap water | ETIM | mm |  | EF021084
|  | MP432 | Vee peatoru välisläbimõõt |  | Outer pipe diameter tap water | outer pipe diameter tap water | ETIM | mm |  | EF020819
|  | MP434 | Toru välisläbimõõt üleminekuga |  | Outer pipe diameter transition | outer pipe diameter transition | ETIM | mm |  | EF022492
|  | MP436 | Paisumisühendustoru välisläbimõõt |  | Outer pipe diameter, expansion connection | outer pipe diameter, expansion connection | ETIM | mm |  | EF022360
|  | MP438 | Gaasitoru välisläbimõõt, gaasi ühendus |  | Outer pipe diameter, gas connection | outer pipe diameter, gas connection | ETIM | mm |  | EF020544
|  | MP440 | Toru instrumendipoolne välisläbimõõt |  | Outer pipe diameter, instrument end | outer pipe diameter, instrument end | ETIM | mm |  | EF022611
|  | MP442 | Toru välisseinapaksus |  | Outer pipe wall thickness | outer pipe wall thickness | ETIM | mm |  | EF024060
|  | MP444 | Välimine raadius |  | Outer radius | outer radius | ETIM | cm |  | EF010829
|  | MP446 | Välissektsiooni kõrgus |  | Outer section height | outer section height | ETIM | mm |  | EF022382
|  | MP448 | Välissektsiooni laius |  | Outer section width | outer section width | ETIM | mm |  | EF022383
|  | MP450 | Kleepuva serva välismõõt |  | Outer size of adhesive edge | outer size of adhesive edge | ETIM | mm |  | EF024202
|  | MP452 | Helisummuti väline mõõt |  | Outer size of sound absorber | outer size of sound absorber | ETIM | mm |  | EF024276
|  | MP454 | Välispind |  | Outer surface area | area of an object from the outer boundary | IFC | m2 | OuterSurfaceArea
|  | MP456 | Suure alluse välislaius |  | Outer width large base | outer width large base | ETIM | mm |  | EF026260
|  | MP458 | Ristkülikulise isolatsiooni välimine laius |  | Outer width rectangular insulation | outer width rectangular insulation | ETIM | mm |  | EF014109
|  | MP460 | Väikese alluse välislaius |  | Outer width small base | outer width small base | ETIM | mm |  | EF026259
|  | MP462 | Välundkõrgus |  | Outgoing height | outgoing height | ETIM | mm |  | EF007565
|  | MP464 | Väljundlaius |  | Outgoing width | outgoing width | ETIM | mm |  | EF007564
|  | MP466 | Väljundühenduse suurus |  | Outlet connection size | size of the outlet connection | IFC |  | OutletConnectionSize
|  | MP468 | Väljundava läbimõõt |  | Outlet diameter | the outlet diameter of the breeching inlet | IFC |  | OutletDiameter | EF004487
|  | MP470 | Väljundi pikkus |  | Outlet length | outlet length | ETIM | mm |  | EF004488
|  | MP472 | Väljundi üleulatuv pikkus |  | Outlet overhang length | outlet overhang length | ETIM | mm |  | EF020789
|  | MP474 | Väljundi laius |  | Outlet width | outlet width | ETIM | mm |  | EF004486
|  | MP476 | Välisläbimõõt |  | Outside diameter | actual outside diameter of the tube in the tube bundle | IFC |  | OutsideDiameter
|  | MP478 | Välismõõde 1 (suurim mõõde) |  | Outside dimension 1 (largest dimension) | outside dimension 1 (largest dimension) | ETIM | mm |  | EF024866
|  | MP480 | Välismõõde 2 |  | Outside dimension 2 | outside dimension 2 | ETIM | mm |  | EF024867
|  | MP482 | Välimine kõrgus |  | Outside height | outside height | ETIM | mm |  | EF008489
|  | MP484 | Resti välisraadius |  | Outside radius grille | outside radius grille | ETIM | mm |  | EF025264
|  | MP486 | Välisrõnga paksus |  | Outside ring thickness | outside ring thickness | ETIM | mm |  | EF022976
|  | MP488 | Välimine laius |  | Outside width | outside width | ETIM | mm |  | EF008488
|  | MP530 | Üldine sügavus |  | Overall depth | overall depth of the profile | IFC |  | OverallDepth | EF020991
|  | MP533 | Üldläbimõõt |  | Overall diameter | the overall diameter of a cable/bus | IFC | m | OverallDiameter
|  | MP536 | Kogu tõstetud kõrgus |  | Overall height elevated | overall height elevated | ETIM | mm |  | EF015152
|  | MP539 | Kogukõrgus alates vanni servast |  | Overall height from bath edge | overall height from bath edge | ETIM | mm |  | EF020632
|  | MP542 | Üldkõrgus sisse tõmmatud |  | Overall height retracted | overall height retracted | ETIM | mm |  | EF014993
|  | MP545 | Kogupaksus |  | Overall thickness | overall thickness | ETIM | mm |  | EF025672
|  | MP548 | Üldlaius |  | Overall width | overall width of the profile | IFC |  | OverallWidth
|  | MP551 | Ülerippe pikkus |  | Overhang length | overhang length | ETIM | mm |  | EF000303
|  | MP554 | Kattuva tihendi ulatus |  | Overlapping gasket | overlapping gasket | ETIM | mm |  | EF015530
|  | MP557 | Ülekatte seadistamine |  | Overlay adjustment | overlay adjustment | ETIM | mm |  | EF026263
|  | MP600 | Panoraam horisontaalselt (kaamera) |  | Pan horizontal | indicates horizontal range for panning | IFC | m | PanHorizontal
|  | MP603 | Panoraam vertikaalselt (kaamera) |  | Pan vertical | indicates vertical range for panning | IFC | m | PanVertical
|  | MP606 | Osakeste neeldumiskõver |  | Particle absorption curve | ratio of particles that are removed by the filter; each entry describes the ratio of particles absorbed greater than equal to the specified size and less than the next specified size; for example, given for 3 significant particle sizes >= 0,1 micro m, >= 1 micro m, >= 5 micro m | IFC |  | ParticleAbsorptionCurve
|  | MP609 | Osakeste tihedus |  | Particle density | describes the degree of compaction of the raw material used
|  | MP612 | Osakeste massi hoidmisvõime |  | Particle mass holding | mass of particle holding in the filter | IFC | kg | ParticleMassHolding
|  | MP615 | Tahkete osakeste mõõtmise vahemik (PM) |  | Particulate matter measuring range (PM) | particulate matter measuring range (pm) | ETIM | µg/m³ |  | EF014223
|  | MP618 | Lahtri kõrgus |  | Partition height | partition height | ETIM | mm |  | EF005362
|  | MP621 | Vaheseintealune pind (VSAP) |  | Partition wall area (PWA) | is a measured area, consisting of non-structural walls as well as flexible and movable partitions | EN 15221-6:2011
|  | MP624 | Lahtri laius |  | Partition width | partition width | ETIM | mm |  | EF005361
|  | MP627 | Läbipääsu kõrgus |  | Passage height | passage height | ETIM | mm |  | EF014174
|  | MP630 | Ventilatsiooni rest |  | Passage ventilation grille | passage ventilation grille | ETIM | cm² |  | EF026209
|  | MP633 | Läbipääsu laius |  | Passage width | passage width | ETIM | mm |  | EF014173
|  | MP636 | Mustri korduvuse pikkus |  | Pattern repeat length | pattern repeat length | ETIM | cm |  | EF013704
|  | MP670 | Tipptarbimine 10 min / 40°C |  | Peak consumption 10 min / 40 °C | peak consumption 10 min / 40 °C | ETIM | l |  | EF021161
|  | MP673 | Läbipääsu pikkus |  | Pendant length | pendant length | ETIM | mm |  | EF004286
|  | MP676 | Perforeeritud pind |  | Perforated surface | perforated surface | ETIM | mm² |  | EF009981
|  | MP679 | Perforatsiooni läbimõõt |  | Perforation diameter | perforation diameter | ETIM | mm |  | EF005172
|  | MP682 | Perforatsiooni pikkus |  | Perforation length | perforation length | ETIM | mm |  | EF005174
|  | MP685 | Perforatsiooni laius |  | Perforation width | perforation width | ETIM | mm |  | EF005173
|  | MP688 | Perimeeter |  | Perimeter | dimensional property of the one-dimensional length of the outer edge of an object | IFC |  | Perimeter
|  | MP691 | Kaabli lubatud läbimõõt |  | Permitted cable diameter | permitted cable diameter | ETIM | mm |  | EF008217
|  | MP694 | PET-pudeli maht |  | PET-bottle | pet-bottle | ETIM | ml |  | EF002135
|  | MP730 | Faasi kaugus |  | Phase distance | phase distance | ETIM | mm |  | EF014854
|  | MP733 | Piezomeetriline kõrgus |  | Piezometric head | pressure head of water content | IFC |  | PiezometricHead
|  | MP736 | Tihvti läbimõõt (tihvti kujuline klemm) |  | Pin diameter (pin shape terminal) | pin diameter (pin shape terminal) | ETIM | mm |  | EF015684
|  | MP739 | Tihvti pikkus |  | Pin length | pin length | ETIM | mm |  | EF014505
|  | MP742 | Tihvti laius (lapiku tihvti kujuline klemm) |  | Pin width (flat-pin shape terminal) | pin width (flat-pin shape terminal) | ETIM | mm |  | EF015683
|  | MP745 | Toru haardevahemik |  | Pipe chucking range | pipe chucking range | ETIM | mm |  | EF004232
|  | MP748 | Toru läbimõõduga survekomplekt |  | Pipe diameter compression set | pipe diameter compression set | ETIM | mm |  | EF016247
|  | MP751 | Õhu väljalasketoru läbimõõt |  | Pipe diameter of air relief cover | pipe diameter of air relief cover | ETIM | mm |  | EF024416
|  | MP754 | Toru kaugus |  | Pipe distance | pipe distance | ETIM | mm |  | EF025114
|  | MP757 | Sammuringjoon |  | Pitch circle | pitch circle | ETIM | mm |  | EF021643
|  | MP760 | Pea algringjoon |  | Pitch circle head | pitch circle head | ETIM | mm |  | EF026188
|  | MP763 | Kaldaühenduse algringjoon |  | Pitch circle shore connection | pitch circle shore connection | ETIM | mm |  | EF026187
|  | MP766 | Sisekeerme samm |  | Pitch inner thread | pitch inner thread | ETIM | mm |  | EF003721
|  | MP769 | Väliskeerme samm |  | Pitch outer thread | pitch outer thread | ETIM | mm |  | EF003722
|  | MP772 | Keermesamm |  | Pitch thread | pitch thread | ETIM | mm |  | EF003712
|  | MP775 | Kuulpea keermesamm |  | Pitch thread ball head | pitch thread ball head | ETIM | mm |  | EF025950
|  | MP778 | Kuulpesa keermesamm |  | Pitch thread ball seat | pitch thread ball seat | ETIM | mm |  | EF025951
|  | MP810 | Plaaniline ala |  | Plan area | projected plan area of upper surface of model | IFC | m2 | PlanArea
|  | MP813 | Projitseeritud pikkus |  | Plan length | projected plan length of upper edge of slice | IFC |  | PlanLength
|  | MP816 | Tasapinnaline tasasus |  | Planar flatness | indicative (95%-100%) range flatness associated to the intended shape and position in XYZ | IFC |  | PlanarFlatness
|  | MP819 | Plaadi kõrgus |  | Plate height | plate height | ETIM | mm |  | EF005176
|  | MP822 | Plaadi pikkus |  | Plate length | plate length | ETIM | mm |  | EF021501
|  | MP825 | Plaadi paksus |  | Plate thickness | plate thickness | ETIM | mm |  | EF006112
|  | MP828 | Plaadi paksus/toote pikkus |  | Plate thickness/product length | plate thickness/product length | ETIM | mm |  | EF008015
|  | MP831 | Plaadi laius |  | Plate width | plate width | ETIM | mm |  | EF005175
|  | MP834 | Maaüksuse pind |  | Plot area | is area of land delineated by its boundaries, which may be referenced by authorities (e.g. land registry, cadastrial or local authorities) | EN 15221-6:2011
|  | MP860 | Pooluse kaugus |  | Pole distance | pole distance | ETIM | mm |  | EF014856
|  | MP863 | Posti paksus |  | Post thickness | post thickness | ETIM | mm |  | EF022839
|  | MP866 | Poti kõrgus |  | Pot height | pot height | ETIM | mm |  | EF024343
|  | MP890 | Presspaigaldamine |  | Press fitting | press fitting | ETIM | mm |  | EF010580
|  | MP893 | Põhitegevuse pind (PTP) |  | Primary area (PA) | is the portion of the net room area used for supporting the core business needs, and work processes (including central support, local support and workstations) | EN 15221-6:2011
|  | MP896 | Peamine pind |  | Primary surface area | primary heat transfer surface area of the tubes and headers | IFC | m2 | PrimarySurfaceArea
|  | MP899 | Printimiskõrgus |  | Print height | print height | ETIM | mm |  | EF026111
|  | MP902 | Printimislaius |  | Print width | print width | ETIM | mm |  | EF026110
|  | MP905 | Privaatne kaubanduspind |  | Private commercial area | premises area managed by a single usufructuary | CoClass | m2
|  | MP908 | Privaatne elupind |  | Private living area | living space managed by a single usufructuary | CoClass | m2
|  | MP911 | Privaatne kõrvalala |  | Private secondary area | biarea managed by a single usufructuary | CoClass | m2
|  | MP914 | Privaatne kasutatav ala |  | Private useable area | usable area managed by a single usufructuary | CoClass | m2
|  | MP917 | Kulunorm (nt betoon) |  | Proceeds | proceeds | ETIM | kg/cm/m² |  | EF010439
|  | MP920 | Profiili kõrgus |  | Profile height | profile height | ETIM | mm |  | EF006159
|  | MP923 | Kogumislati profiili kõrgus |  | Profile height busbar | profile height busbar | ETIM | mm |  | EF008269
|  | MP926 | Profiili laius |  | Profile width | profile width | ETIM | mm |  | EF006158
|  | MP929 | Programmläbimõõt |  | Programme diameter | programme diameter | ETIM | mm |  | EF001539
|  | MP932 | Projitseeritud pind |  | Projected area | total gross area of outer surfaces of roof, projected to ground | IFC | m2 | ProjectedArea
|  | MP935 | Projektsiooni pikkus |  | Projection length | projection length | ETIM | mm |  | EF015027
|  | MP938 | Sõukruvi võlli läbimõõt |  | Propeller shaft diameter | propeller shaft diameter | ETIM | mm |  | EF025833
|  | MP941 | Kaitstud lülitikaugus OFF |  | Protected switch distance OFF | protected switch distance off | ETIM | mm |  | EF004011
|  | MP944 | Kaitstud lülitikaugus ON |  | Protected switch distance ON | protected switch distance on | ETIM | mm |  | EF004012
|  | MP970 | Tõmbepea läbimõõt |  | Pulling head diameter | pulling head diameter | ETIM | mm |  | EF025328
|  | MP973 | Pumba ja mootori pikkus |  | Pump and motor length | pump and motor length | ETIM | mm |  | EF020290
|  | MP976 | Pumba läbimõõt |  | Pump diameter | pump diameter | ETIM | mm |  | EF020289
|  | MP979 | Pumba kõrgus |  | Pump height | pump height | ETIM | mm |  | EF023086
|  | MP982 | Pumba pikkus |  | Pump length | pump length | ETIM | mm |  | EF023096
|  | MP985 | Pumbaühenduse suurus |  | Pumper connection size | the size of a connection to which a fire hose may be connected that is then linked to a pumping unit | IFC |  | PumperConnectionSize
| MR |  | Omadused, mis algavad tähega "R" (veeru "G" järgi) |  | Properties that start with letter "R" | terms (property names) are based on a given reference | CCI-EE
|  | MR050 | Raadius |  | Radius | measurement property from the center of a circle or sphere to a point on the circle or sphere | IFC |  | Radius | EF020621
|  | MR060 | Siini kõrgus |  | Rail height | rail height | ETIM | mm |  | EF023166
|  | MR070 | Siini pikkus |  | Rail length | rail length | ETIM | mm |  | EF010935
|  | MR080 | Siini laius |  | Rail width | rail width | ETIM | mm |  | EF003704
|  | MR090 | Siini laius (vahemik) |  | Rail width (range) | rail width (range) | ETIM | mm |  | EF022682
|  | MR100 | Tõstetav osa, esikülg |  | Raised part, front | raised part, front | ETIM | mm |  | EF023868
|  | MR110 | Tõstetav osa, tagakülg |  | Raised part, rear | raised part, rear | ETIM | mm |  | EF023869
|  | MR120 | Tõstetud iste |  | Raised seat | raised seat | ETIM | mm |  | EF011715
|  | MR130 | Tõstetud sektsioon |  | Raised section | raised section | ETIM | mm |  | EF021037
|  | MR140 | Nominaalne lülituskaugus |  | Rated switching distance | rated switching distance | ETIM | mm |  | EF008289
|  | MR200 | Süvendi mõõt 1 |  | Rebate size 1 | rebate size 1 | ETIM | mm |  | EF022851
|  | MR210 | Süvendi mõõt 2 |  | Rebate size 2 | rebate size 2 | ETIM | mm |  | EF022852
|  | MR220 | Taastamisruum juhtsiinile |  | Rebate space for guide rail | rebate space for guide rail | ETIM | mm |  | EF012866
|  | MR230 | Uurde (süvendi) läbimõõt |  | Recess diameter | recess diameter | ETIM | mm |  | EF022989
|  | MR240 | Uurde sügavus |  | Recess height | recess height | ETIM | mm |  | EF022782
|  | MR250 | Uurde laius |  | Recess width | recess width | ETIM | mm |  | EF022781
|  | MR260 | Tuvastuskaugus |  | Recognition distance | recognition distance | ETIM | m |  | EF008732
|  | MR270 | Vähendatud Al nimiristlõige |  | Reduced Al nominal cross section | reduced al nominal cross section | ETIM | mm² |  | EF008029
|  | MR280 | Vähendatud ristlõige |  | Reduced cross section | reduced cross section | ETIM | mm² |  | EF001341
|  | MR290 | Trumli laba läbimõõt |  | Reel blade diameter | reel blade diameter | ETIM | mm |  | EF025398
|  | MR300 | Trumli labade vahekaugus |  | Reel blade distance | reel blade distance | ETIM | mm |  | EF021943
|  | MR310 | Referentssügavus |  | Reference depth | depth in bending for which the mechanical properties are valid; provided as a means to check the integrity of material assignment | IFC |  | ReferenceDepth
|  | MR320 | Võrdlussoone laius |  | Reference groove width | reference groove width | ETIM | mm |  | EF013732
|  | MR330 | Etteantud pikkus (ISO) |  | Reference length (ISO) | reference length (iso) | ETIM | mm |  | EF025006
|  | MR340 | Peegeldi läbimõõt |  | Reflector diameter | reflector diameter | ETIM | mm |  | EF002371
|  | MR350 | Armatuuri suhe (kg/m2) |  | Reinforcement area ratio | the required ratio of the effective area of the reinforcement to the effective area of the concrete At any section of a reinforced concrete structural element | IFC | kg/m2 | ReinforcementAreaRatio
|  | MR360 | Armatuuri vahekaugus |  | Reinforcement spacing | the spacing between reinforcing elements | IFC |  | ReinforcementSpacing
|  | MR370 | Armatuuri suhe (kg/m3) |  | Reinforcement volume ratio | the required ratio of the effective mass of the reinforcement to the effective volume of the concrete of a reinforced concrete structural element | IFC | kg/m3 | ReinforcementVolumeRatio
|  | MR380 | Renditav pind |  | Rentable area | area available for rent | CoClass | m2
|  | MR390 | Korratavus (+/-) vastavalt standardile ISO 9283 |  | Repeatability (+/-) according to ISO 9283 | repeatability (+/-) according to ISO 9283 | ISO 9283:1998 | mm |  | EF010738
|  | MR400 | Vajalik pearuum |  | Required headroom | required headroom clearance for the passageway according to the applicable building code or additional requirements | IFC |  | RequiredHeadroom
|  | MR410 | Paagi maht |  | Reservoir volume | reservoir volume | ETIM | l |  | EF000176
|  | MR420 | Vaigusisaldus |  | Resin content | resin content | ETIM | l |  | EF025282
|  | MR430 | Valguskardina resolutsioon |  | Resolution of the light curtain | resolution of the light curtain | ETIM | mm |  | EF006784
|  | MR440 | Kinnitusrõnga laius |  | Retaining ring width | retaining ring width | ETIM | mm |  | EF022862
|  | MR520 | Ribi läbimõõt |  | Rib diameter | rib diameter | ETIM | mm |  | EF000521
|  | MR530 | Parempoolne ääriku laius |  | Right flange width | right flange width of the profile | IFC |  | RightFlangeWidth
|  | MR540 | Ringi läbimõõt |  | Ring diameter | ring diameter | ETIM | mm |  | EF004292
|  | MR550 | Trepiastmete vaheline kõrgus |  | Riser height | vertical distance from tread to tread; the riser height is supposed to be equal for all steps of a stair or stair flight | IFC |  | RiserHeight
|  | MR620 | Nähtavuskaugus vasakult |  | Road visible distance left | distance visible to the left of the access | IFC |  | RoadVisibleDIstanceLeft
|  | MR630 | Nähtavuskaugus paremalt |  | Road visible distance right | distance visible to the right of the access | IFC |  | RoadVisibleDistanceRight
|  | MR640 | Kivide maht |  | Rock volume | relative volume of rock stratum constituents | IFC | m3 | RockVolume
|  | MR650 | Varda läbimõõt |  | Rod diameter | rod diameter | ETIM | mm |  | EF012269
|  | MR660 | Varda väljaulatuvus |  | Rod protrusion | rod protrusion | ETIM | mm |  | EF014506
|  | MR670 | Pöördenurk pikitelje suhtes |  | Roll | rotation against the longitudinal axis - relative to the global Z direction for all beams that are non-vertical in regard to the global coordinate system (profile direction equals global Z is Roll = 0) | IFC | m/m | Roll
|  | MR680 | Rulliku laius |  | Roll width | roll width | ETIM | cm |  | EF023008
|  | MR690 | Rulli läbimõõt |  | Roller diameter | roller diameter | ETIM | cm |  | EF000708
|  | MR700 | Rulliku pikkus |  | Roller length | roller length | ETIM | m |  | EF022920
|  | MR710 | Rulli laius |  | Roller width | roller width | ETIM | cm |  | EF000709
|  | MR720 | Katuseventilaatori kaldetarvik |  | Roof fan pitch measure | roof fan pitch measure | ETIM | mm |  | EF024255
|  | MR730 | Trossi pikkus |  | Rope length | rope length | ETIM | mm |  | EF006518
|  | MR740 | Roseti läbimõõt |  | Rosette diameter | rosette diameter | ETIM | mm |  | EF022756
|  | MR750 | Roseti kõrgus |  | Rosette height | rosette height | ETIM | mm |  | EF021216
|  | MR760 | Roseti pikkus |  | Rosette length | rosette length | ETIM | mm |  | EF024906
|  | MR770 | Roseti suurus |  | Rosette size | rosette size | ETIM | mm |  | EF025385
|  | MR780 | Roseti laius |  | Rosette width | rosette width | ETIM | mm |  | EF024907
|  | MR790 | Rea kaugus |  | Row distance | row distance | ETIM | mm |  | EF008030
|  | MR850 | Pulkade kahekordne vahe |  | Rung centre spacing | rung centre spacing | ETIM | mm |  | EF008185
|  | MR860 | Jooksvat meetrit ruutmeetri kohta |  | Running meter per m2 | running meters per square meters | CCI-EE | m/m2
|  | MR870 | Jooksvat meetrit ruutmeetri kohta (lõpus) |  | Running meter per m2 (end) | running meters per square meters (end) | CCI-EE | m/m2
|  | MR880 | Jooksvat meetrit ruutmeetri kohta (alguses) |  | Running meter per m2 (start) | running meters per square meters (start) | CCI-EE | m/m2
|  | MR890 | Jooksvat meetrit kuupmeetri kohta |  | Running meter per m3 | running meters per cubic meters | CCI-EE | m/m3
|  | MR900 | Jooksvat meetrit kuupmeetri kohta (lõpus) |  | Running meter per m3 (end) | running meters per cubic meters (end) | CCI-EE | m/m3
|  | MR910 | Jooksvat meetrit kuupmeetri kohta (alguses) |  | Running meter per m3 (start) | running meters per cubic meters (start) | CCI-EE | m/m3
| MS |  | Omadused, mis algavad tähega "S" (veeru "G" järgi) |  | Properties that start with letter "S" | terms (property names) are based on a given reference | CCI-EE
|  | MS030 | Ohutuskaugus |  | Safety distance | separation distance; setback distance; distance to acceptable risk level or minimum risk-informed distance between a hazard source and a target (human, equipment or environment), which will mitigate the effect of a likely foreseeable incident and prevent a minor incident escalating into a larger incident | ISO 19880-1:2020
|  | MS033 | Ohutusvälja kõrgus |  | Safety field height | safety field height | ETIM | mm |  | EF004103
|  | MS036 | Liiva vastuvõtu kogus |  | Sand reception capacity | sand reception capacity | ETIM | l |  | EF009979
|  | MS039 | Liiva maht |  | Sand volume | relative volume of sand (typically smaller than 2 mm) stratum constituents | IFC | m3 | SandVolume
|  | MS060 | Kuvari diagonaal |  | Screen diagonal | screen diagonal | ETIM | mm |  | EF002032
|  | MS063 | Ekraani läbimõõt |  | Screen diameter | the diameter of the screen around a cable or bus segment (if present) | IFC | m | ScreenDiameter | EF008041
|  | MS066 | Kuvari diagonaal |  | Screen size diagonal (range) | screen size diagonal (range) | ETIM | cm |  | EF002398
|  | MS069 | Kruvi augu vahemaa |  | Screw hole distance | screw hole distance | ETIM | mm |  | EF014446
|  | MS072 | Kruvi pikkus |  | Screw length | screw length | ETIM | mm |  | EF013239
|  | MS100 | Tihendi laius (sügavus) |  | Seal width (depth) | seal width (depth) | ETIM | mm |  | EF016100
|  | MS103 | Tihendi kõrgus |  | Sealing height | sealing height | ETIM | mm |  | EF012901
|  | MS106 | Tihendusprofiili kõrgus |  | Sealing profile height | sealing profile height | ETIM | mm |  | EF004364
|  | MS109 | Tihendi ulatus |  | Sealing range | sealing range | ETIM | mm |  | EF004593
|  | MS112 | Istme sügavus |  | Seat depth | seat depth | ETIM | mm |  | EF024754
|  | MS115 | Istme kõrgus |  | Seat height | seat height | ETIM | mm |  | EF024706
|  | MS118 | Istme kõrgus (vahemik) |  | Seat height (range) | seat height (range) | ETIM | mm |  | EF025123
|  | MS121 | Istme laius |  | Seat width | seat width | ETIM | mm |  | EF024705
|  | MS124 | Istme laius vasakult |  | Seat width left | seat width left | ETIM | mm |  | EF026325
|  | MS127 | Istme laius paremalt |  | Seat width right | seat width right | ETIM | mm |  | EF026326
|  | MS130 | Istumiskõrgus |  | Seating height | the value of seating height if the chair height is not adjustable | IFC |  | SeatingHeight
|  | MS133 | Istme paksus |  | Seating thickness | seating thickness | ETIM | mm |  | EF022973
|  | MS136 | Teine kõverusraadius |  | Second curvature radius | should be defined as the top or right side radius of curvature value | IFC |  | SecondCurvatureRadius
|  | MS139 | Sekundaarne ala |  | Secondary area | utility area set up for side functions for housing and utility area wholly or partly underground set up for housing | CoClass | m2
|  | MS142 | Sekundaarne ala (maapealne) |  | Secondary area above ground | biarea above ground | CoClass | m2
|  | MS145 | Sekundaarne ala (maa-alune) |  | Secondary area under ground | biarea under ground | CoClass | m2
|  | MS148 | Sekundaarpinna pindala |  | Secondary surface area | secondary heat transfer surface area created by fins | IFC | m2 | SecondarySurfaceArea
|  | MS151 | Lõike kõrgus |  | Section height | section height | ETIM | mm |  | EF014964
|  | MS154 | Sektsiooni pikkus (mahuti) |  | Section length | the length of a section used in the construction of the tank | IFC |  | SectionLength
|  | MS157 | Sektsiooni laius (mahuti) |  | Section width | the width of a section used in the construction of the tank | IFC |  | SectionWidth
|  | MS160 | Seisulaine vahemik |  | Seiche range | indicative (95%-100%) range between peaks and troughts of seiche (resonant) waves | IFC |  | SeicheRange
|  | MS163 | Anduri tuvastuspiirkond |  | Sensor detection range | sensor detection range | ETIM | mm |  | EF024920
|  | MS166 | Sensori sisestusläbimõõt |  | Sensor insert diameter | sensor insert diameter | ETIM | mm |  | EF024027
|  | MS169 | Anduri sisestuspikkus |  | Sensor insert length | sensor insert length | ETIM | mm |  | EF024026
|  | MS172 | Anduri pikkus |  | Sensor length | sensor length | ETIM | mm |  | EF021393
|  | MS175 | Komplekti kõrgus |  | Set height | set height | ETIM | mm |  | EF022914
|  | MS178 | Seadepunkti tase |  | Set point level | the fill level value to be sensed; use IfcPropertyBoundedValue.SetPointValue to set the set point value | IFC |  | SetPointLevel
|  | MS181 | Tagasilöögi kaugus |  | Setback distance | setback distance from the point of connection on the major element along the axis of the minor element (e.g. distance from a public road at which the line of sigfht is measured) | IFC |  | SetbackDistance
|  | MS210 | Servomootori võlli ühendus |  | Shaft connection, servomotor | shaft connection, servomotor | ETIM | mm |  | EF021726
|  | MS213 | Võlli läbimõõt (kinnitid) |  | Shaft diameter | shaft diameter | ETIM | mm |  | EF001084
|  | MS216 | Võlli läbimõõt (tihendid) |  | Shaft diameter | shaft diameter | ETIM | mm |  | EF021637
|  | MS219 | Võlli läbimõõt (vahemik) |  | Shaft diameter (range) | shaft diameter (range) | ETIM | mm |  | EF021856
|  | MS222 | Võlli kõrgus |  | Shaft height | shaft height | ETIM | mm |  | EF020195
|  | MS225 | Võlli kõrgus konvektori kohal |  | Shaft height above convector | shaft height above convector | ETIM | mm |  | EF024665
|  | MS228 | Võlli pikkus |  | Shaft length | shaft length | ETIM | mm |  | EF000178
|  | MS231 | Nihkepinge lõikepind (z) |  | Shear area z | area of the profile for calculating the shear stress due to shear force parallel to the section analysis axis zs; for example measured in mm²; if given, the shear area zs shall be non-negative | IFC | m2 | ShearAreaZ
|  | MS234 | Nihkepinge lõikepind (y) |  | Shear area y | area of the profile for calculating the shear stress due to shear force parallel to the section analysis axis ys; For example measured in mm²; if given, the shear area ys shall be non-negative | IFC | m2 | ShearAreaY
|  | MS237 | Nihke kese (z) |  | Shear centre z | location of the profile's shear centre, measured along zs | IFC | m | ShearCentreZ
|  | MS240 | Nihke kese (y) |  | Shear centre y | location of the profile's shear centre, measured along ys | IFC | m | ShearCentreY
|  | MS243 | Nihke deformatsioonipiirkond (z) |  | Shear deformation area z | area of the profile for calculating the shear deformation due to a shear force parallel to zs; for example measured in mm²; if given, the shear deformation area zs shall be non-negative | IFC | m2 | ShearDeformationAreaZ
|  | MS246 | Nihke deformatsioonipiirkond (y) |  | Shear deformation area y | area of the profile for calculating the shear deformation due to a shear force parallel to ys; for example measured in mm²; if given, the shear deformation area ys shall be non-negative | IFC | m2 | ShearDeformationAreaY
|  | MS249 | Lehe läbimõõt |  | Sheet diameter | sheet diameter | ETIM | mm |  | EF021512
|  | MS252 | Lehe pikkus |  | Sheet length | sheet length | ETIM | mm |  | EF012418
|  | MS255 | Lehe laius |  | Sheet width | sheet width | ETIM | mm |  | EF012419
|  | MS258 | Riiuli laius |  | Shelf width | shelf width | ETIM | mm |  | EF014302
|  | MS261 | Saadetise kaal |  | Shipping weight | gross weight of an item or shipment, including all packaging, wrapping, and boxing, but not the shipping container | NATSPEC BIM
|  | MS264 | Armatuuri lühema külje samm (seest-keskele, alumine) |  | Short inside center lower bar pitch | the pitch length of the short inside center lower bar | IFC |  | ShortInsideCenterLowerBarPitch
|  | MS267 | Armatuuri lühema külje samm (seest-keskele, ülemine) |  | Short inside center top bar pitch | the pitch length of the short inside center top bar | IFC |  | ShortInsideCenterTopBarPitch
|  | MS270 | Armatuuri lühema külje samm (seest-otsani, alumine) |  | Short inside end lower bar pitch | the pitch length of the short inside end lower bar | IFC |  | ShortInsideEndLowerBarPitch
|  | MS273 | Armatuuri lühema külje samm (seest-otsani, ülemine) |  | Short inside end top bar pitch | the pitch length of the short inside end top bar | IFC |  | ShortInsideEndTopBarPitch
|  | MS276 | Armatuuri lühema külje samm (välimine, alumine) |  | Short outside lower bar pitch | the pitch length of the short outside lower bar | IFC |  | ShortOutsideLowerBarPitch
|  | MS279 | Armatuuri lühema külje samm (välimine, ülemine) |  | Short outside top bar pitch | the pitch length of the short outside top bar | IFC |  | ShortOutsideTopBarPitch
|  | MS282 | Lühike sirge külg |  | Short straight side | short straight side | ETIM | mm |  | EF020624
|  | MS285 | Lühenemine |  | Shortening | the ratio of the distance by which a precast piece is shortened after release from its form (due to compression induced by prestressing) to its original (nominal) length | IFC | % | Shortening
|  | MS288 | Dušši otsiku läbimõõt |  | Shower head diameter | shower head diameter | ETIM | mm |  | EF021041
|  | MS291 | Duššivooliku pikkus |  | Shower hose length | shower hose length | ETIM | mm |  | EF025094
|  | MS310 | Külje tasasus |  | Side flatness | indicative (95%-100%) range flatness associated to the side surface in YZ, if different to the overall flatness | IFC |  | SideFlatness
|  | MS313 | Külje kõrgus |  | Side height | side height | ETIM | mm |  | EF020626
|  | MS316 | Külgsuunas reguleerimise vahemik |  | Sideways adjustment range | sideways adjustment range | ETIM | mm |  | EF015792
|  | MS319 | Nähtavuskaugus |  | Sight distance | sight distance | ETIM | nmi |  | EF025562
|  | MS322 | Vaate kõrgus |  | Sight height | sight height | ETIM | cm |  | EF025397
|  | MS325 | Vaate laius |  | Sight width | sight width | ETIM | mm |  | EF026113
|  | MS328 | Aknalaua kõrgus |  | Sill height | sill height | ETIM | mm |  | EF026210
|  | MS331 | Muldkihi maht |  | Silt volume | relative volume of silt (typically smaller than 0.063 mm) stratum constituents | IFC | m3 | SiltVolume
|  | MS334 | Suurus |  | Size | the size of the connection to the valve (or to each connection for faucets, mixing valves, etc.) | COBie |  | Size | EF000088
|  | MS337 | Suurusgrupp |  | Size group | size group used to divide traffic signs into subgroups | EVS 613:2001 |  |  |  | 0;I;II;III
|  | MS340 | Kasseti suurus |  | Size of cartridge | size of cartridge | ETIM | l |  | EF015900
|  | MS343 | Trumli keermeühenduse mõõt |  | Size of drum thread connection | size of drum thread connection | ETIM | mm |  | EF023556
|  | MS346 | Numbrite suurus |  | Size of figures | size of figures | ETIM | mm |  | EF005445
|  | MS349 | Õõnesspindli suurus |  | Size of hollow spindle | size of hollow spindle | ETIM | mm |  | EF011103
|  | MS352 | Kuumavee sisendühenduskeerme mõõt |  | Size of hot water inlet thread connection | size of hot water inlet thread connection | ETIM | mm |  | EF023712
|  | MS355 | Sisendi keermeühenduse mõõt |  | Size of inlet thread connection | size of inlet thread connection | ETIM | mm |  | EF023554
|  | MS358 | Keermestatud ühenduse 1 mõõt |  | Size of thread connection 1 | size of thread connection 1 | ETIM | mm |  | EF023497
|  | MS361 | Keermestatud ühenduse 2 mõõt |  | Size of thread connection 2 | size of thread connection 2 | ETIM | mm |  | EF023500
|  | MS364 | Keermestatud ühenduse 3 mõõt |  | Size of thread connection 3 | size of thread connection 3 | ETIM | mm |  | EF023586
|  | MS367 | Keermestatud ühenduse 4 mõõt |  | Size of thread connection 4 | size of thread connection 4 | ETIM | mm |  | EF023592
|  | MS370 | Keermeühenduse mõõt |  | Size of threaded connection | size of threaded connection | ETIM | mm |  | EF023470
|  | MS373 | Mõõtmete tolerants (diagonaal) |  | Size tolerance (diagonal) | size tolerance (diagonal) | ETIM | mm |  | EF026353
|  | MS376 | Mõõtmete tolerantsid: pikkus/laius/paksus |  | Size tolerances length/width/thickness | size tolerances length/width/thickness | ETIM | mm |  | EF026354
|  | MS379 | Kinnistu ehitusalune pind (%) |  | Site coverage ratio | the ratio of the utilization, TotalArea / BuildableArea, expressed as a maximum value; the ratio value may be used to derive BuildableArea | IFC |  | SiteCoverageRatio
|  | MS400 | Põrandalaua kõrgus |  | Skirting board height | height of the skirting board; the height information is provided in absence of an IfcCovering (type=SKIRTINGBOARD) object with own shape representation and material assignment; in case of inconsistency the height assigned to IfcCovering elements takes precedence | IFC |  | SkirtingBoardHeight
|  | MS430 | Kallutatud külg |  | Slanting side | slanting side | ETIM | mm |  | EF020625
|  | MS433 | Muhvi pikkus |  | Sleeve length | length of a sleeve | ETIM | m |  | EF000014
|  | MS436 | Liuguri pikkus |  | Slide length | slide length | ETIM | mm |  | EF023640
|  | MS439 | Tropi (köie, rihma) pikkus |  | Sling length | sling length | ETIM | mm |  | EF025135
|  | MS442 | Tropi (köie, rihma) laius |  | Sling width | sling width | ETIM | mm |  | EF025134
|  | MS445 | Pilu laius |  | Slit width | slit width | ETIM | mm |  | EF005247
|  | MS448 | Pesa pikkus (kaardi pesa) |  | Slot length (PLC, card slot) | slot length (PLC, card slot) | ETIM | mm |  | EF003290
|  | MS451 | Ava pikkus |  | Slot length | slot length | IFC |  | SlotLength | EF023854
|  | MS454 | Pesa laius |  | Slot width (PLC, card slot) | slot width (PLC, card slot) | ETIM | mm |  | EF003291
|  | MS457 | Ava laius |  | Slot width | slot width | IFC |  | SlotWidth
|  | MS490 | Vähim laius |  | Smallest width | smallest width | ETIM | mm |  | EF020620
|  | MS510 | Räästalaua kõrgus |  | Soffit level | level of the highest internal part of the cross section as measured from ground level | IFC | m | SoffitLevel
|  | MS530 | Vahekaugus |  | Spacing | distance between fins on a tube in the tube bundle | IFC |  | Spacing
|  | MS533 | Vaheriba samm |  | Spacing bar pitch | the pitch length of the spacing bar | IFC |  | SpacingBarPitch
|  | MS536 | Kahvliharude/-kottide vaheline kaugus |  | Spacing between the fork brackets/-bags | spacing between the fork brackets/-bags | ETIM | mm |  | EF014342
|  | MS539 | Sille, vahemik |  | Span | span | ETIM | mm |  | EF010242
|  | MS542 | Siruulatus |  | Span | clear span for this object; the shape information is provided in addition to the shape representation and the geometric parameters used within; in cases of inconsistency between the geometric parameters and the shape properties, provided in the attached property, the geometric parameters take precedence; for geometry editing applications, like CAD: this value should be write-only | IFC |  | Span
|  | MS545 | Tugede vahe |  | Span between supports | span between supports | EN 61537:2007 | mm |  | EF015363
|  | MS548 | Kõlari draiveri suurus |  | Speaker driver size | indicates the number of drivers and their sizes | IFC |  | SpeakerDriverSize
|  | MS551 | Erimass |  | Specific mass | specific mass | ETIM | kg/m³ |  | EF010258
|  | MS554 | Paberi erimass (grammides) |  | Specific paper mass (grammage) | specific paper mass (grammage) | ETIM | g/m² |  | EF008270
|  | MS557 | Erikaal (grammi) |  | Specific weight | specific weight | ETIM | g/m² |  | EF010058
|  | MS560 | Ülevoolu tase |  | Spillover level | the level at which water spills out of the terminal | IFC |  | SpilloverLevel
|  | MS563 | Spindli keerme pikkus |  | Spindle thread length | spindle thread length | ETIM | mm |  | EF023611
|  | MS566 | Spiraali pikkus (venitatud) |  | Spiral length (extended) | spiral length (extended) | ETIM | mm |  | EF000474
|  | MS569 | Spiraali pikkus (surutud) |  | Spiral length (retracted) | spiral length (retracted) | ETIM | mm |  | EF000473
|  | MS572 | Spiraalrõnga paksus |  | Spiral ring thickness | spiral ring thickness | ETIM | mm |  | EF022975
|  | MS575 | Pihustusvahemik |  | Spray range | spray range | ETIM | m |  | EF025499
|  | MS590 | Nelinurkvarda pikkus |  | Square rod length | square rod length | ETIM | mm |  | EF012904
|  | MS595 | Nelinurga suurus |  | Square size | square size | ETIM | mm |  | EF024426
|  | MS620 | St nimiristlõige |  | St nominal cross section | st nominal cross section | ETIM | mm² |  | EF008073
|  | MS623 | Astmeline reavahe |  | Staggered row spacing | staggered tube row spacing | IFC |  | StaggeredRowSpacing
|  | MS626 | Trepi tõusunurk |  | Stair gradient | the property of accessibility to building facilities which defines the ease of movement of people with additional needs | EN 16309:2014 | m
|  | MS629 | Trepi laius |  | Stair width | the property of accessibility to building facilities which defines the ease of movement of people with additional needs | EN 16309:2014 | m
|  | MS632 | Standardmõõtude suhe (SDR) |  | Standard dimension ratio (SDR) | numerical designation of a pipe series, which is a convenient round number, approximately equal to the ratio of the nominal outside diameter of a pipe to its nominal wall thickness | ISO 4065:2018
|  | MS635 | Standardne kinnitusplaadi sügavus |  | Standard fixing plate depth | the depth of the standard fixing plate | IFC |  | StandardFixingPlateDepth
|  | MS638 | Standardne kinnitusplaadi paksus |  | Standard fixing plate thickness | the thickness of the standard fixing plate | IFC |  | StandardFixingPlateThickness
|  | MS641 | Standardne kinnitusplaadi laius |  | Standard fixing plate width | the width of the standard fixing plate | IFC |  | StandardFixingPlateWidth
|  | MS644 | Standardne pelleti suurus |  | Standard pellet size | standard pellet size | ETIM | mm |  | EF014863
|  | MS647 | Standardsektsiooni pikkus |  | Standard section length | standard section length | ETIM | mm |  | EF021541
|  | MS650 | Hoova standardkäik |  | Standard stroke motion | standard stroke motion | ETIM | mm |  | EF002705
|  | MS653 | Üleminekukõrvera algus |  | Start smoothing length | length for the circular transition change of curvature at the start of the cant segment, measured from the start of the cant segment to the end of the circular transition change of curvature | IFC |  | StartSmoothingLength
|  | MS656 | Staatiline painderaadius 20 °C juures |  | Static bending radius at 20 °C | static bending radius at 20 °C | ETIM | mm |  | EF023117
|  | MS659 | Aurukogus |  | Steam amount | the amount of steam consumed during the period specified in the time series | IFC | kg | Steam
|  | MS662 | Keermelati alumine nurkkant |  | Stem base chamfer | stem base chamfer of the profile | IFC |  | StemBaseChamfer
|  | MS665 | Keermelati alumine ümarkant |  | Stem base fillet | stem base fillet of the profile | IFC |  | StemBaseFillet
|  | MS668 | Keermelati alumine laius |  | Stem base width | stem base width of the profile | IFC |  | StemBaseWidth
|  | MS671 | Keermelati ülemine nurkkant |  | Stem top chamfer | stem top chamfer of the profile | IFC |  | StemTopChamfer
|  | MS674 | Keermelati ülemine ümarkant |  | Stem top fillet | stem top fillet of the profile | IFC |  | StemTopFillet
|  | MS677 | Keermelati ülemine laius |  | Stem top width | stem top width of the profile | IFC |  | StemTopWidth
|  | MS680 | Sammu laius |  | Step width | step width | ETIM | mm |  | EF012002
|  | MS683 | Siduva armatuuri samm |  | Stirrup bar pitch | the pitch length of the stirrup bar | IFC |  | StirrupBarPitch
|  | MS686 | Separaatori salvestusmaht |  | Storage capacity of separator | storage capacity of separator | ETIM | l |  | EF022352
|  | MS689 | Riba pikkus |  | Strip length | strip length | ETIM | mm |  | EF006824
|  | MS692 | Riba laius |  | Strip width | strip width | ETIM | mm |  | EF014978
|  | MS695 | Käigu pikkus (vahemik) |  | Stroke (range) | stroke (range) | ETIM | mm |  | EF025993
|  | MS698 | Ulatus |  | Stroke | indicates the maximum distance the actuator must traverse | IFC | m | Stroke | EF021866
|  | MS701 | Õhuvahe |  | Stroke air | stroke air quantifies the space between the window sash and frame | ETIM | mm |  | EF014496
|  | MS704 | Hoova liikumisulatuse suurendamine kuni |  | Stroke motion extendable to | stroke motion extendable to | ETIM | mm |  | EF002690
|  | MS730 | Imemisala laius |  | Suction beam width | suction beam width | ETIM | mm |  | EF014239
|  | MS733 | Kanali imemisotsa kõrgus |  | Suction end duct height | suction end duct height | ETIM | mm |  | EF020810
|  | MS736 | Kanali imemisotsa laius |  | Suction end duct width | suction end duct width | ETIM | mm |  | EF020811
|  | MS739 | Imemisvooliku pikkus |  | Suction hose length | suction hose length | ETIM | mm |  | EF025273
|  | MS742 | Imemistoru pikkus |  | Suction pipe length | suction pipe length | ETIM | mm |  | EF025272
|  | MS745 | Sobib vanni sisemõõtmetele |  | Suitable for bath inside dimension | suitable for bath inside dimension | ETIM | mm |  | EF024757
|  | MS747 | Sobib vanni suurusele |  | Suitable for bath size | suitable for bath size | ETIM | mm |  | EF024855
|  | MS749 | Sobib kabiini sügavusele/kõrgusele |  | Suitable for cabinet depth/height | suitable for cabinet depth/height | ETIM | mm |  | EF024818
|  | MS751 | Sobib kabiini laiusele |  | Suitable for cabinet width | suitable for cabinet width | ETIM | mm |  | EF025106
|  | MS753 | Sobib vastava kaabli läbimõõduga |  | Suitable for cable diameter | suitable for cable diameter | ETIM | mm |  | EF005466
|  | MS755 | Sobib kaablisüsteemile kõrgusega |  | Suitable for cable management system height | suitable for cable management system height | ETIM | mm |  | EF006391
|  | MS757 | Suitable for cable management system height |  | Suitable for cable management system height | suitable for cable management system height | ETIM | mm |  | EF015698
|  | MS759 | Sobib kaablikandesüsteemi laiusele |  | Suitable for cable management system width | suitable for cable management system width | ETIM | mm |  | EF008339
|  | MS761 | Sobib kaablisideme laiusele |  | Suitable for cable tie width to | suitable for cable tie width to | ETIM | mm |  | EF000553
|  | MS763 | Sobib keti lüli läbimõõdule |  | Suitable for chain link diameter | suitable for chain link diameter | ETIM | mm |  | EF025875
|  | MS765 | Sobib ketilüli läbimõõdule |  | Suitable for chain link diameter | suitable for chain link diameter | ETIM | mm |  | EF025943
|  | MS767 | Sobib korstna läbimõõdule |  | Suitable for chimney diameter | suitable for chimney diameter | ETIM | mm |  | EF024425
|  | MS769 | Sobib konsooli pikkusele |  | Suitable for console length | suitable for console length | ETIM | mm |  | EF011726
|  | MS771 | Seinakanali sügavus |  | Suitable for depth of wall duct | suitable for depth of wall duct | ETIM | mm |  | EF001130
|  | MS773 | Sobib läbimõõdule |  | Suitable for diameter | suitable for diameter | ETIM | mm |  | EF002348
|  | MS775 | Sobib ümarjuhi läbimõõdule |  | Suitable for diameter round conductor | suitable for diameter round conductor | ETIM | mm |  | EF004195
|  | MS777 | Sobib ukse paksusele |  | Suitable for door thickness | suitable for door thickness | ETIM | mm |  | EF026074
|  | MS779 | Sobib ukse / seina paksusele |  | Suitable for door/wall thickness | suitable for door/wall thickness | ETIM | mm |  | EF023806
|  | MS781 | Vastavalt kanali katte kõrgusele |  | Suitable for duct cover height | suitable for duct cover height | ETIM | mm |  | EF000199
|  | MS783 | Sobib kanali laiusele |  | Suitable for duct depth | suitable for duct depth | ETIM | mm |  | EF006398
|  | MS785 | Sobib vastavale kanali laiusele |  | Suitable for duct width | suitable for duct width | ETIM | mm |  | EF007814
|  | MS787 | Kapi sisseehitamise sügavus |  | Suitable for enclosure building depth | suitable for enclosure building depth | ETIM | mm |  | EF000327
|  | MS789 | Sobib ümbrise kõrgusele |  | Suitable for enclosure building height | suitable for enclosure building height | ETIM | mm |  | EF009583
|  | MS791 | Kapi paigalduslaius |  | Suitable for enclosure building width | suitable for enclosure building width | ETIM | mm |  | EF000326
|  | MS793 | Ääriku paksus |  | Suitable for flange thickness | suitable for flange thickness | ETIM | mm |  | EF006596
|  | MS795 | Sobib klaasi paksusele |  | Suitable for glass thickness | suitable for glass thickness | ETIM | mm |  | EF013075
|  | MS797 | Sobib klaasi paksusele (vahemik) |  | Suitable for glass thickness (range) | suitable for glass thickness (range) | ETIM | mm |  | EF024530
|  | MS799 | Sobib sisemisele läbimõõdule |  | Suitable for inner diameter | suitable for inner diameter | ETIM | mm |  | EF013981
|  | MS801 | Sobib liigendi laiusele |  | Suitable for joint width | suitable for joint width | ETIM | mm |  | EF025873
|  | MS803 | Sobib kaelarihma läbimõõdule |  | Suitable for lanyard diameter | suitable for lanyard diameter | ETIM | mm |  | EF025910
|  | MS805 | Sobib toru suurimale läbimõõdule |  | Suitable for maximum pipe diameter | suitable for maximum pipe diameter | ETIM | mm |  | EF010577
|  | MS807 | Sobib korvrenni liiniga |  | Suitable for mesh cable tray filament | suitable for mesh cable tray filament | ETIM | mm |  | EF005164
|  | MS809 | Sobib kanali nimiläbimõõdule |  | Suitable for nominal duct diameter | suitable for nominal duct diameter | ETIM | mm |  | EF020806
|  | MS811 | Sobib välisläbimõõdule |  | Suitable for outer diameter | suitable for outer diameter | ETIM | mm |  | EF022543
|  | MS813 | Sobib toru välisläbimõõdule |  | Suitable for outer pipe diameter | suitable for outer pipe diameter | ETIM | mm |  | EF022715
|  | MS815 | Sobib PCB-le paksusega |  | Suitable for PCB thickness | suitable for pcb thickness | ETIM | mm |  | EF007253
|  | MS817 | Sobib pelletile suurusega |  | Suitable for pellet size | suitable for pellet size | ETIM | mm |  | EF014864
|  | MS819 | Sobib toru läbimõõdule |  | Suitable for pipe diameter | suitable for pipe diameter | ETIM | mm |  | EF005495
|  | MS821 | Sobib toru läbimõõdule |  | Suitable for pipe diameter | suitable for pipe diameter | ETIM | mm |  | EF002390
|  | MS823 | Sobib katuseneelu toru läbimõõdule |  | Suitable for pipe diameter roof flashing | suitable for pipe diameter roof flashing | ETIM | mm |  | EF025269
|  | MS825 | Sobib plaadi paksusega |  | Suitable for plate thickness | suitable for plate thickness | ETIM | mm |  | EF006480
|  | MS827 | Sobib propelleri (sõukruvi) läbimõõdule |  | Suitable for propeller diameter | suitable for propeller diameter | ETIM | mm |  | EF026367
|  | MS829 | Sobib sõukruvi võlli läbimõõdule |  | Suitable for propeller shaft diameter | suitable for propeller shaft diameter | ETIM | mm |  | EF025831
|  | MS831 | Sobib radiaatori sügavusele |  | Suitable for radiator depth | suitable for radiator depth | ETIM | mm |  | EF012725
|  | MS833 | Sobib radiaatori kõrgusele |  | Suitable for radiator height | suitable for radiator height | ETIM | mm |  | EF021850
|  | MS835 | Sobib radiaatori pikkusele |  | Suitable for radiator length | suitable for radiator length | ETIM | mm |  | EF010045
|  | MS837 | Sobib siini laiusele |  | Suitable for rail width | suitable for rail width | ETIM | mm |  | EF023765
|  | MS839 | Sobib armatuurvarda läbimõõdu jaoks |  | Suitable for rebar diameter | suitable for rebar diameter | ETIM | mm |  | EF011769
|  | MS841 | Sobib roolipalleri läbimõõdule |  | Suitable for rudder stock diameter | suitable for rudder stock diameter | ETIM | mm |  | EF025944
|  | MS843 | Sobib kruvi läbimõõdule |  | Suitable for screw diameter | suitable for screw diameter | ETIM | mm |  | EF005261
|  | MS845 | Sobib aasale laiusega |  | Suitable for shackle diameter | suitable for shackle diameter | ETIM | mm |  | EF006540
|  | MS847 | Sobib võlli läbimõõdule |  | Suitable for shaft diameter | suitable for shaft diameter | ETIM | mm |  | EF026298
|  | MS849 | Sobib vastava külgseina kõrgusega |  | Suitable for side wall height | suitable for side wall height | ETIM | mm |  | EF004781
|  | MS851 | Sobib anumale suurusega |  | Suitable for size of canister | suitable for size of canister | ETIM | l |  | EF015184
|  | MS853 | Sobib libiseva varda läbimõõduga |  | Suitable for sliding rod diameter | suitable for sliding rod diameter | ETIM | mm |  | EF012788
|  | MS855 | Sobib ülaotsa mõõtmetega |  | Suitable for spigot size | product is suited to fit on a bracket or pole of minimum to maximum dimension | ETIM | mm |  | EF007559
|  | MS857 | Sobib klambri kõrgusele |  | Suitable for staple height | suitable for staple height | ETIM | mm |  | EF013693
|  | MS859 | Sobib klambri laiusele |  | Suitable for staple width | suitable for staple width | ETIM | mm |  | EF013692
|  | MS861 | Sobib ruumi pindalale |  | Suitable for surface to | suitable for surface to | ETIM | m² |  | EF000788
|  | MS863 | Sobib NPT keerme mõõdule |  | Suitable for thread size NPT | suitable for thread size NPT | NPT |  |  | EF012602 | 1/8 inch;1/4 inch;3/8 inch;1/2 inch;3/4 inch;1 inch;1 1/4 inch;1 1/2 inch;2 inch;2 1/2 inch;3 inch;3 1/2 inch;4 inch;Other
|  | MS865 | Sobib PG keerme mõõdule |  | Suitable for thread size PG | suitable for thread size PG | PG |  |  | EF008013
|  | MS867 | Sobib tualeti kõrgusele |  | Suitable for toilet height | suitable for toilet height | ETIM | mm |  | EF025125
|  | MS869 | Sobib anuma sisse |  | Suitable for vessel contents | suitable for vessel contents | ETIM | l |  | EF025327
|  | MS871 | Sobib seinakanali laiusele |  | Suitable for wall duct width | suitable for wall duct width | ETIM | mm |  | EF007710
|  | MS873 | Sobib seinakanali laiusele |  | Suitable for wall duct width | suitable for wall duct width | ETIM | mm |  | EF007711
|  | MS875 | Sobib seina paksusele |  | Suitable for wall thickness | suitable for wall thickness | ETIM | mm |  | EF011589
|  | MS877 | Sobib seina/plaadi paksusele |  | Suitable for wall/board thickness | suitable for wall/board thickness | ETIM | mm |  | EF015116
|  | MS879 | Sobib veemõõturi pikkusele |  | Suitable for water meter length | suitable for water meter length | ETIM | mm |  | EF014170
|  | MS881 | Sobib lamejuhi laiusele |  | Suitable for width flat conductor | suitable for width flat conductor | ETIM | mm |  | EF012268
|  | MS883 | Sobib jahvatamiseks kuni (maks. suurus) |  | Suitable to mill into (maximum) | suitable to mill into (maximum) | ETIM | mm |  | EF010087
|  | MS920 | Pind |  | Surface | surface | ETIM | m² |  | EF000486
|  | MS925 | Pinna pindala |  | Surface area | is a measure of the total area that the surface of the object occupies | CCI-EE | m2
|  | MS930 | Ümbritsev ehitusala |  | Surrounding construction area | summed area which consists of building parts that surround a utility unit or other group of connected spaces, and part of a measurable building part that is located within a utility unit and exceeds the dimension 0.30 m | CoClass | m2
|  | MS950 | Lülituskaugus |  | Switching distance | switching distance | ETIM | mm |  | EF003647
|  | MS953 | Lülitussektsiooni läbimõõt |  | Switching section diameter | switching section diameter | ETIM | mm |  | EF022538
|  | MS956 | Lülitussektsiooni kõrgus |  | Switching section height | switching section height | ETIM | mm |  | EF022537
|  | MS959 | Pööratav pikkus |  | Swivel length | swivel length | ETIM | mm |  | EF014251
|  | MS980 | Süsteemi läbimõõt |  | System diameter | system diameter | ETIM | mm |  | EF024327
| MT |  | Omadused, mis algavad tähega "T" (veeru "G" järgi) |  | Properties that start with letter "T" | terms (property names) are based on a given reference | CCI-EE
|  | MT030 | Laua kõrgus |  | Table height | table height | ETIM | mm |  | EF014195
|  | MT035 | Puksiirkõie läbimõõt |  | Tail diameter | diameter of the tail | IFC |  | TailDiameter
|  | MT040 | Saba pikkus (kinniti) |  | Tail length (fastener) | tail length (fastener) | ETIM | mm |  | EF022358
|  | MT045 | Puksiirkõie pikkus |  | Tail length | length of the tail | IFC |  | TailLength
|  | MT050 | Paagi suurus |  | Tank size | tank size | ETIM | l |  | EF022376
|  | MT055 | Paagi maht |  | Tank volume | tank volume | ETIM | l |  | EF000633
|  | MT060 | Kraani ühenduse pikkus |  | Tap connection length | tap connection length | ETIM | mm |  | EF020529
|  | MT065 | Kraaniveeboileri maht |  | Tap water boiler volume | tap water boiler volume | ETIM | l |  | EF023942
|  | MT150 | Tehnopind (TRP) |  | Technical area (TA) | is the portion of the net room area taken up by the rooms for all mechanical installations (including lift rooms and plant rooms, ventilation, air-conditioning and cooling systems, and vertical ducts and pipes) and electrical installations (including electrical conductors, fittings and fixtures for lighting and power purposes) | EN 15221-6:2011
|  | MT155 | Köetav äripind |  | Tempered commercial area | room area set up to be heated or cooled to a certain temperature | CoClass | m2
|  | MT160 | Köetav kogupind |  | Tempered gross area | gross area set up to be heated or cooled to a certain temperature | CoClass | m2
|  | MT165 | Köetav eluruumi pind |  | Tempered living area | living area set up to be heated or cooled to a certain temperature | CoClass | m2
|  | MT170 | Köetav muu ala |  | Tempered other area | other area set up to be heated or cooled to a certain temperature | CoClass | m2
|  | MT175 | Köetav sekundaarala |  | Tempered secondary area | biarea set up to be heated or cooled to a certain temperature | CoClass | m2
|  | MT180 | Köetav kasutatav ala |  | Tempered useable area | utility area set up to be heated or cooled to a certain temperature | CoClass | m2
|  | MT185 | Üüritav pind |  | Tenancy area | area for tenancy | CoClass | m2
|  | MT190 | Tõmbe pikkus |  | Tensioning travel | tensioning travel | ETIM | mm |  | EF023006
|  | MT195 | Kaablikinga pikkus |  | Terminal lug length | terminal lug length | ETIM | mm |  | EF004167
|  | MT200 | Teksti suurus |  | Text size | text size (in form of captial letter) used for the description or presentation | CCI-EE
|  | MT300 | Paksus |  | Thickness | measuring property for distance between two parallel boundary surfaces | IFC |  | Thickness | EF000125
|  | MT305 | Projekteeritud paksus (nt tee-ehituskiht) |  | Thickness (design) | measuring property for distance between two parallel boundary surfaces | IFC
|  | MT310 | Paksus (nominaalne) |  | Thickness (nominal) | thickness (nominal) | ETIM | mm |  | EF020850
|  | MT315 | Tegelik paksus (nt tee-ehituskiht) |  | Thickness (real) | measuring property for distance between two parallel boundary surfaces | IFC
|  | MT320 | Kandlati paksus |  | Thickness bearing bar | thickness bearing bar | ETIM | mm |  | EF026051
|  | MT325 | Kere paksus |  | Thickness body | thickness body | ETIM | mm |  | EF009174
|  | MT330 | Ristlati paksus |  | Thickness crossbar | thickness crossbar | ETIM | mm |  | EF026053
|  | MT335 | Välimise tagaplaadi paksus |  | Thickness exterior backplate | thickness exterior backplate | ETIM | mm |  | EF010412
|  | MT340 | Ääriku paksus |  | Thickness flange | thickness flange | ETIM | mm |  | EF020225
|  | MT345 | Paksus ees |  | Thickness forend | thickness forend | ETIM | mm |  | EF012973
|  | MT350 | Esiplaadi paksus |  | Thickness front plate | thickness front plate | ETIM | mm |  | EF010194
|  | MT355 | Paksus koos naastudega |  | Thickness including studs | thickness including studs | ETIM | mm |  | EF013613
|  | MT360 | Sisemise tagaplaadi paksus |  | Thickness interior backplate | thickness interior backplate | ETIM | mm |  | EF010411
|  | MT365 | Keskmise kihi paksus |  | Thickness intermediate layer | thickness intermediate layer | ETIM | mm |  | EF014928
|  | MT370 | Huule paksus |  | Thickness lip | thickness lip | ETIM | mm |  | EF026082
|  | MT375 | Luku kere paksus |  | Thickness lock case | thickness lock case | ETIM | mm |  | EF026022
|  | MT380 | Lukuaasa paksus |  | Thickness lock shackle | thickness lock shackle | ETIM | mm |  | EF026024
|  | MT385 | Välise tagaplaadi/katte paksus |  | Thickness of external backplate/escutcheon | thickness of external backplate/escutcheon | ETIM | mm |  | EF012923
|  | MT390 | Käepideme paksus |  | Thickness of handle bar | thickness of handle bar | ETIM | mm |  | EF013304
|  | MT395 | Siseplaadi/katte paksus |  | Thickness of inner plate/escutcheon | thickness of inner plate/escutcheon | ETIM | mm |  | EF016165
|  | MT400 | Paigaldusplaadi paksus |  | Thickness of mounting plate | thickness of mounting plate | ETIM | mm |  | EF002556
|  | MT405 | Löögiplaadi paksus |  | Thickness of strike plate | thickness of strike plate | ETIM | mm |  | EF013469
|  | MT410 | Soojusisolatsiooni paksus |  | Thickness of thermal insulation | thickness of thermal insulation | ETIM | mm |  | EF020759
|  | MT415 | Soojusisolatsiooni paksus |  | Thickness of thermal insulation | thickness of thermal insulation | ETIM | mm |  | EF002306
|  | MT420 | Kulumiskihi paksus |  | Thickness of wear layer | thickness of wear layer | ETIM | mm |  | EF013880
|  | MT425 | Rõnga paksus |  | Thickness ring | thickness ring | ETIM | mm |  | EF022743
|  | MT430 | Lehe 1 paksus |  | Thickness sheet 1 | thickness sheet 1 | ETIM | mm |  | EF025665
|  | MT435 | Lehe 2 paksus |  | Thickness sheet 2 | thickness sheet 2 | ETIM | mm |  | EF025666
|  | MT440 | Kivi paksus |  | Thickness stone | thickness stone | ETIM | cm |  | EF010153
|  | MT445 | Ploki paksus |  | Thickness, block | thickness, block | ETIM | mm |  | EF021521
|  | MT450 | Klambri materjali paksus |  | Thickness, bracket material | thickness, bracket material | ETIM | mm |  | EF021933
|  | MT455 | Tsentreerimisrõnga paksus |  | Thickness, centring ring | thickness, centring ring | ETIM | mm |  | EF021690
|  | MT460 | O-rõnga 1 paksus |  | Thickness, O-ring 1 | thickness, o-ring 1 | ETIM | mm |  | EF021525
|  | MT465 | O-rõnga 2 paksus |  | Thickness, O-ring 2 | thickness, o-ring 2 | ETIM | mm |  | EF021526
|  | MT470 | Riba paksus |  | Thickness, strip | thickness, strip | ETIM | mm |  | EF021551
|  | MT475 | Kiilu paksus |  | Thickness, wedge material | thickness, wedge material | ETIM | mm |  | EF021929
|  | MT480 | Paksus1 |  | Thickness1 | first thickness parameter of a surface member with varying thickness | IFC |  | Thickness1
|  | MT485 | Paksus2 |  | Thickness2 | second thickness parameter of a surface member with varying thickness | IFC |  | Thickness2
|  | MT490 | Paksus3 |  | Thickness3 | third thickness parameter of a surface member with varying thickness | IFC |  | Thickness3
|  | MT495 | Keerme läbimõõt |  | Thread diameter | nominal diameter of the thread, if different from the bolt's overall nominal diameter | IFC |  | ThreadDiameter | EF004757
|  | MT500 | Keermestatud otsa pikkus |  | Thread ends length | thread ends length | ETIM | mm |  | EF024854
|  | MT505 | Keerme pikkus |  | Thread length | nominal length of the thread | IFC |  | ThreadLength | EF000368
|  | MT510 | Otsiku keerme mõõt (mm) |  | Thread size nipple (mm) | thread size nipple (mm) | ETIM | mm |  | EF023706
|  | MT515 | Protsessi ühenduskeerme mõõt (mm) |  | Thread size process connection (mm) | thread size process connection (mm) | ETIM | mm |  | EF023702
|  | MT520 | Väljapuhke kaugus |  | Throw | distance cooled beam throws the air | IFC |  | Throw | EF022301
|  | MT525 | Õhuteekonna pikkus |  | Throw length | the horizontal or vertical axial distance an airstream travels after leaving an AirTerminal before the maximum stream velocity is reduced to a specified terminal velocity under isothermal conditions at the upper value of the AirflowrateRange | IFC |  | ThrowLength
|  | MT570 | Tõusulaine vahemik |  | Tidal range | indicative (95%-100%) range between high and low tide levels | IFC |  | TidalRange
|  | MT575 | Sideme paksus |  | Tie thickness | tie thickness | ETIM | mm |  | EF004499
|  | MT580 | Plaatide kõrgus |  | Tile height | tile height | ETIM | mm |  | EF014577
|  | MT585 | Plaadi pikkus |  | Tile length | length of ceiling tiles; the size information is provided in addition to the shape representation and the geometric parameters used within; in cases of inconsistency between the geometric parameters and the size properties, provided in the attached property set, the geometric parameters take precedence | IFC |  | TileLength
|  | MT590 | Plaatide paksus (vahemik) |  | Tile thickness (range) | tile thickness (range) | ETIM | mm |  | EF014846
|  | MT595 | Plaadi paksus |  | Tile thickness | tile thickness | ETIM | cm |  | EF010119
|  | MT600 | Plaatide laius |  | Tile width | width of ceiling tiles; the size information is provided in addition to the shape representation and the geometric parameters used within; in cases of inconsistency between the geometric parameters and the size properties, provided in the attached property set, the geometric parameters take precedence | IFC |  | TileWidth
|  | MT605 | Horisontaalne kaldnurk (kaamera) |  | Tilt horizontal | indicates horizontal range for pivoting, where positive values indicate the camera rotating clockwise | IFC | m/m | TiltHorizontal
|  | MT610 | Vertikaalne kaldnurk (kaamera) |  | Tilt vertical | indicates vertical range for pivoting, where 0.0 is level, +90 degrees is looking up, -90 degrees is looking down | IFC | m/m | TiltVertical
|  | MT615 | Otsa kõrgus |  | Tip height | tip height | ETIM | mm |  | EF014250
|  | MT680 | Pöördhoova pikkus |  | Toggle length | toggle length | ETIM | mm |  | EF026070
|  | MT685 | Tualeti kõrgus |  | Toilet height | toilet height | ETIM | mm |  | EF020299
|  | MT690 | Ülaotsa läbimõõt |  | Top end diameter | top end diameter | ETIM | mm |  | EF001285
|  | MT695 | Ülemise otsa läbimõõt, valgusti pool |  | Top end diameter, luminaire side | top end diameter, luminaire side | ETIM | mm |  | EF008139
|  | MT700 | Ülemise otsa läbimõõt, posti pool |  | Top end diameter, pole side | top end diameter, pole side | ETIM | mm |  | EF008140
|  | MT705 | Ülaosa laius |  | Top width | top width | ETIM | mm |  | EF022848
|  | MT710 | Pindala kokku |  | Total area | total planned area for the site; used for programming the site space | IFC | m2 | TotalArea
|  | MT715 | Konstruktsiooni kogukõrgus |  | Total construction height | total construction height | ETIM | mm |  | EF020796
|  | MT720 | Kogukõrgus |  | Total height | measuring property for the entire height, incl the height of any extensions | ETIM |  |  | EF001761
|  | MT725 | Kogukõrgus (vahemik) |  | Total height (range) | total height (range) | ETIM | mm |  | EF006687
|  | MT730 | Kogukõrgus vasakul |  | Total height links | total height links | ETIM | cm |  | EF010643
|  | MT735 | Kogukõrgus paremal |  | Total height right | total height right | ETIM | cm |  | EF010644
|  | MT740 | Kogupikkus |  | Total length | total length | ETIM |  |  | EF000369
|  | MT745 | Kogupikkus (vahemik) |  | Total length (range) | total length (range) | ETIM | mm |  | EF012288
|  | MT750 | Kogupikkus pärast termokahanemist |  | Total length after shrink | total length after shrink | ETIM | mm |  | EF003675
|  | MT755 | Kogu pindala |  | Total surface area | combined area of any given shape/form/component | IFC | m2 | TotalSurfaceArea | EF002228
|  | MT760 | Kogulaius |  | Total width | total width, the linear distance between the outsides of the measured objects | ETIM | mm |  | EF022578
|  | MT765 | Kogumaht |  | Total volume | total volume | ETIM | l |  | EF004752
|  | MT800 | Raja laius |  | Track width | track width | ETIM | mm |  | EF014912
|  | MT805 | Häirevälja edastusulatus |  | Transmission range of the alert field | transmission range of the alert field | ETIM | m |  | EF004099
|  | MT810 | Mõõtevahemiku edastusulatus |  | Transmission range of the measuring range | transmission range of the measuring range | ETIM | m |  | EF004097
|  | MT815 | Ohutusala edastuskaugus |  | Transmission range of the safety field | transmission range of the safety field | ETIM | m |  | EF004098
|  | MT820 | Renni kõrgus |  | Tray height | tray height | ETIM | mm |  | EF023633
|  | MT825 | Renni laius |  | Tray width | tray width | ETIM | mm |  | EF023634
|  | MT830 | Kanduri laius horisontaalsuunas |  | Tray width in horizontal direction | tray width in horizontal direction | ETIM | mm |  | EF005872
|  | MT835 | Kanduri laius vertikaalsuunas |  | Tray width in vertical direction | tray width in vertical direction | ETIM | mm |  | EF005873
|  | MT840 | Astme pikkus |  | Tread length | horizontal distance from the front of the thread to the front of the next tread; the tread length is supposed to be equal for all steps of the stair or stair flight at the walking line | IFC |  | TreadLength
|  | MT845 | Astme pikkus (sisekülg) |  | Tread length at inner side | minimum length of treads at the inner side of the winder; only relevant in case of winding flights, for straight flights it is identical with IfcStairFlight.TreadLength; it is a pre-calculated value, in case of inconsistencies, the value derived from the shape representation shall take precedence | IFC |  | TreadLengthAtInnerSide
|  | MT850 | Astme pikkus (nihkel) |  | Tread length at offset | length of treads at a given offset; walking line position is given by the 'WalkingLineOffset'; the resulting value should normally be identical with TreadLength, it may be given in addition, if the walking line offset for building code calculations is different from that used in design | IFC |  | TreadLengthAtOffset
|  | MT855 | Protektori paksus |  | Tread thickness | tread thickness | ETIM | mm |  | EF026196
|  | MT860 | Keerme laius |  | Tread width | tread width | ETIM | mm |  | EF023079
|  | MT865 | Renni kõrgus |  | Trough height | trough height | ETIM | mm |  | EF022985
|  | MT900 | Toru läbimõõt |  | Tube diameter | tube diameter | ETIM | mm |  | EF001205
|  | MT905 | Toru kaugus |  | Tube distance | tube distance | ETIM | mm |  | EF025326
|  | MT910 | Toru pikkus |  | Tube length | tube length | ETIM | mm |  | EF002403
|  | MT915 | Toru/kaabli läbimõõt |  | Tube/cable diameter | tube/cable diameter | ETIM | mm |  | EF005214
|  | MT920 | Toru pikkus komponendis |  | Tubing length | water tube length inside the component | IFC |  | TubingLength
|  | MT925 | Pöörderaadius |  | Turning radius | turning radius | ETIM | m |  | EF015156
|  | MT960 | Väändumine |  | Twisting | the angle, in radians, through which the end face of a precast piece is rotated with respect to its starting face, along its longitudinal axis, as a result of non-aligned supports; this measure is also termed the ‘warping’ angle | IFC | m/m | Twisting
| MU |  | Omadused, mis algavad tähega "U" (veeru "G" järgi) |  | Properties that start with letter "U" | terms (property names) are based on a given reference | CCI-EE
|  | MU300 | Hoonestamata pind |  | Un-built area | is a part of the plot area which is not classified as built area | EN 15221-6:2011
|  | MU310 | Alumine hülss / keskmine haru |  | Underside bush/centre branch | underside bush/centre branch | ETIM | mm |  | EF024374
|  | MU320 | Poti all / haru all |  | Underside of pot/underside of branch | underside of pot/underside of branch | ETIM | mm |  | EF024344
|  | MU330 | Alumine pott / keskmine haru |  | Underside pot/centre branch | underside pot/centre branch | ETIM | mm |  | EF024395
|  | MU340 | Ühiku sügavus |  | Unit depth | unit depth | ETIM | mm |  | EF022997
|  | MU350 | Ühiku kõrgus |  | Unit height | unit height | ETIM | mm |  | EF022996
|  | MU360 | Ühiku laius |  | Unit width | unit width | ETIM | mm |  | EF022995
|  | MU580 | Ülemise osa kõrgus |  | Upper truss head height | upper truss head height | ETIM | mm |  | EF012003
|  | MU600 | Pindade vaheline kõrguserinevus |  | Upstand | the height difference between the two separated surfaces | IFC |  | Upstand
|  | MU620 | Ülesvoolu ülevoolu veetase |  | Upstream flood water level | design maximum upstream water level for the lock complex | IFC |  | UpstreamFloodWaterLevel
|  | MU640 | Ülesvoolu veetase |  | Upstream maintenance water level | design maximum upstream water level for the lock complex | IFC |  | UpstreamMaintenanceWaterLevel
|  | MU800 | Kasulik sügavus |  | Usable depth | usable depth | ETIM | mm |  | EF015160
|  | MU810 | Kasulik pikkus |  | Usable length | usable length | ETIM | m |  | EF014796
|  | MU820 | Kasutatav ala |  | Useable area | area for a building that consists of one or ﬂ your utility units or groups of connected measurable spaces, which are limited by the inside of enclosing building parts or in another way specified for measurability | CoClass | m2
|  | MU830 | Kasutatav ala (maapealne) |  | Useable area above ground | usable area above ground | CoClass | m2
|  | MU840 | Kasutatav ala (maa-alune) |  | Useable area under ground | usable area underground | CoClass | m2
|  | MU850 | Kasulik ristlõige |  | Useful cross section | useful cross section | ETIM | mm² |  | EF005140
| MV |  | Omadused, mis algavad tähega "V" (veeru "G" järgi) |  | Properties that start with letter "V" | terms (property names) are based on a given reference | CCI-EE
|  | MV050 | Klapi ava |  | Valve bore | valve bore | ETIM | mm |  | EF022575
|  | MV060 | Ventiiliosa pikkus |  | Valve piece length | valve piece length | ETIM | mm |  | EF022624
|  | MV070 | Laba pikkus |  | Vane length | vane length | ETIM | mm |  | EF021422
|  | MV080 | Laba paksus |  | Vane thickness | vane thickness | ETIM | mm |  | EF021424
|  | MV090 | Laba laius |  | Vane width | vane width | ETIM | mm |  | EF021423
|  | MV200 | Ventileeriva toru suurus |  | Ventilating pipe size | size of the ventilating pipe(s) | IFC |  | VentilatingPipeSize
|  | MV225 | Vertikaalse armatuuri samm |  | Vertical bar pitch | the pitch length of the vertical bar | IFC |  | VerticalBarPitch
|  | MV275 | Vertikaalne ulatus |  | Vertical range | vertical working range (bottom/top) | CCI-EE
|  |  | Vertikaalne tõus |  | Vertical rise | vertical rise | ETIM | mm |  | EF012008
|  | MV300 | Vertikaalne vahekaugus |  | Vertical spacing | vertical spacing between tubes in the tube bundle | IFC |  | VerticalSpacing
|  | MV400 | Laeva sügavus |  | Vessel depth | depth of the vessel from the main deck to the keel. | IFC |  | VesselDepth
|  | MV425 | Laeva süvis |  | Vessel draft | depth of vessel from the waterline to the keel (LightShip, Ballasted, Maximum) | IFC |  | VesselDraft
|  | MV525 | Ekraani nähtava osa diagonaal |  | Visible diagonal screen size | visible diagonal screen size | ETIM | cm |  | EF000738
|  | MV535 | Nähtava pinna horisontaalkaugus |  | Visible surface horizontal | visible surface horizontal | ETIM | mm |  | EF014157
|  | MV545 | Nähtava pinna vertikaalkaugus |  | Visible surface vertical | visible surface vertical | ETIM | mm |  | EF014158
|  | MV650 | Maht |  | Volume | volume property | IFC | m3 | Volume | EF000880
|  | MV660 | Anuma/salve maht |  | Volume can/cartouche | volume can/cartouche | ETIM | ml |  | EF007871
|  | MV670 | Kogumispaagimaht |  | Volume catch basin | volume catch basin | ETIM | l |  | EF014297
|  | MV680 | Koguja |  | Volume catcher | volume catcher | ETIM | l |  | EF008583
|  | MV690 | Õõnsuse maht |  | Volume cavity | volume cavity | ETIM | l |  | EF000695
|  | MV700 | Mahuklass |  | Volume class | volume class | ETIM | m³ |  | EF011502
|  | MV710 | Tulekolde maht |  | Volume fireplace | volume fireplace | ETIM | l |  | EF013911
|  | MV720 | Kasti maht |  | Volume of case | volume of case | ETIM | l |  | EF013370
|  | MV730 | Reservuaari (silindri) / pakendi maht |  | Volume of cylinder/package | volume of cylinder/package | ETIM | l |  | EF020879
|  | MV740 | Reservuaari (silindri) / pakendpaagi maht |  | Volume of cylinder/package tank | volume of cylinder/package tank | ETIM | l |  | EF020899
|  | MV750 | Tolmukonteineri maht |  | Volume of dust catch container | volume of dust catch container | ETIM | cm³ |  | EF011363
|  | MV760 | Gaasi maht 15 °C temperatuuri 1 baarise rõhu juures |  | Volume of gas at 15 °C and 1 bar | volume of gas at 15 °C and 1 bar | ETIM | m³ |  | EF020880
|  | MV770 | Veepaagi maht |  | Volume of water tank | volume of water tank | ETIM | l |  | EF000660
|  | MV780 | Survepaagi maht |  | Volume pressure tank | volume pressure tank | ETIM | l |  | EF011883
|  | MV790 | Liivatrapi maht |  | Volume sand trap | volume sand trap | ETIM | l |  | EF011533
|  | MV820 | Tühjenduspaagi maht |  | Volume, discharge tank | volume, discharge tank | ETIM | l |  | EF022026
|  | MV850 | Mahuline mass |  | Voluminous mass | voluminous mass | ETIM | kg/m³ |  | EF010248
| MW |  | Omadused, mis algavad tähega "W" (veeru "G" järgi) |  | Properties that start with letter "W" | terms (property names) are based on a given reference | CCI-EE
|  | MW050 | Trepi telje paksus |  | Waist thickness | minimum thickness of the stair flight, measured perpendicular to the slope of the flight to the inner corner of riser and tread; it is a pre-calculated value, in case of inconsistencies, the value derived from the shape representation shall take precedence | IFC |  | WaistThickness
|  | MW053 | Kõndimisjoone nihe |  | Walking line offset | offset of the walking line from the inner side of the flight | IFC |  | WalkingLineOffset
|  | MW056 | Seinakatte paksus |  | Wall covering thickness | thickness of the material layer(s) for the space cladding; the thickness information is provided in absence of an IfcCovering (type=Cladding) object with own shape representation. In cases of inconsistency between the geometric parameters of an assigned IfcCovering and this attached property, the geometric parameters take precedence | IFC |  | WallCoveringThickness
|  | MW059 | Kaugus seinast |  | Wall distance | wall distance | ETIM | mm |  | EF005492
|  | MW062 | Seina läbiviigu läbimõõt |  | Wall lead-through diameter | wall lead-through diameter | ETIM | mm |  | EF021984
|  | MW065 | Seina läbiviigu kõrgus/laius |  | Wall lead-through height/width | wall lead-through height/width | ETIM | mm |  | EF021985
|  | MW068 | Seina karedus |  | Wall roughness | wall roughness | ETIM | mm |  | EF022458
|  | MW071 | Seina paksus (vahemik) |  | Wall thickness (range) | wall thickness (range) | ETIM | mm |  | EF020985
|  | MW074 | Seina paksus |  | Wall thickness | the thickness of the duct wall construction | IFC |  | WallThickness | EF000229
|  | MW077 | Seina paksus 1 |  | Wall thickness 1 | wall thickness 1 | ETIM | mm |  | EF023476
|  | MW080 | Seina paksus 2 |  | Wall thickness 2 | wall thickness 2 | ETIM | mm |  | EF023477
|  | MW083 | Seina paksus pärast kokkutõmbumist |  | Wall thickness after shrinking | wall thickness after shrinking | ETIM | mm |  | EF001073
|  | MW086 | Kanali seina paksus |  | Wall thickness duct | wall thickness duct | ETIM | mm |  | EF014016
|  | MW089 | Kere seinapaksus |  | Wall thickness housing | wall thickness housing | ETIM | mm |  | EF009697
|  | MW092 | Sisetoru seinapaksus |  | Wall thickness inner pipe | wall thickness inner pipe | ETIM | mm |  | EF024059
|  | MW095 | Sisetoru seinapaksus 2 |  | Wall thickness inner pipe 2 | wall thickness inner pipe 2 | ETIM | mm |  | EF015345
|  | MW098 | Sisetoru seinapaksus 3 |  | Wall thickness inner pipe 3 | wall thickness inner pipe 3 | ETIM | mm |  | EF015346
|  | MW101 | Sisetoru seinapaksus 4 |  | Wall thickness inner pipe 4 | wall thickness inner pipe 4 | ETIM | mm |  | EF015347
|  | MW104 | Toru seina paksus |  | Wall thickness pipe | wall thickness pipe | ETIM | mm |  | EF020223
|  | MW107 | Toruhülsi seina paksus |  | Wall thickness pipe sleeve | wall thickness pipe sleeve | ETIM | mm |  | EF014600
|  | MW110 | Tunneli seinapaksus |  | Wall thickness tunnel | wall thickness tunnel | ETIM | mm |  | EF026154
|  | MW113 | Seina paksus, ühendus 1 |  | Wall thickness, connection 1 | wall thickness, connection 1 | ETIM | mm |  | EF021603
|  | MW116 | Seina paksus, ühendus 2 |  | Wall thickness, connection 2 | wall thickness, connection 2 | ETIM | mm |  | EF021604
|  | MW119 | Seina paksus, ühendus 3 |  | Wall thickness, connection 3 | wall thickness, connection 3 | ETIM | mm |  | EF021353
|  | MW122 | Seina paksus, ühendus 4 |  | Wall thickness, connection 4 | wall thickness, connection 4 | ETIM | mm |  | EF021354
|  | MW125 | Seina paksus, ühendus 5 |  | Wall thickness, connection 5 | wall thickness, connection 5 | ETIM | mm |  | EF010679
|  | MW128 | Seina paksus, ühendus 6 |  | Wall thickness, connection 6 | wall thickness, connection 6 | ETIM | mm |  | EF010680
|  | MW131 | Seina/lahtri/põranda paksus |  | Wall/partition/floor thickness | wall/partition/floor thickness | ETIM | mm |  | EF020029
|  | MW134 | Dušši ülaosa pikkus |  | Washing-up shower overhang length | washing-up shower overhang length | ETIM | mm |  | EF025105
|  | MW137 | Jäätmepüüdja läbimõõt |  | Waste stopper diameter | waste stopper diameter | ETIM | mm |  | EF021435
|  | MW140 | Vesi (kogus) |  | Water (amount) | the amount of water consumed during the period specified in the time series | IFC | m3/s | Water
|  | MW143 | Veekulu (ainult pesemine ja tsentrifuugimine) |  | Water consumption (only washing and spinning) | water consumption (only washing and spinning) | ETIM | l |  | EF008113
|  | MW146 | Veetarve standardprogrammi kohta |  | Water consumption per standard program | water consumption per standard program | ETIM | l |  | EF008857
|  | MW149 | Veekulu ühiku kohta |  | Water consumption per unit | quantity of water used | IFC | m3 | WaterConsumptionPerUnit
|  | MW152 | Veetarve, standardprogramm "puuvill 60°C" |  | Water consumption, standard program "cotton 60 °C" | water consumption, standard program "cotton 60 °c" | ETIM | l |  | EF008722
|  | MW155 | Vee maht (seadmed) |  | Water content | water content | ETIM | l |  | EF002276
|  | MW158 | Veesisalduse kaal |  | Water content weight | weight of water content within the heater | IFC | kg | WaterContent
|  | MW161 | Vee salvestusmaht |  | Water storage capacity | water storage capacity | IFC | m3 | WaterStorageCapacity
|  | MW164 | Veetrapi kõrgus |  | Water trap height | water trap height | ETIM | mm |  | EF021479
|  | MW167 | Veekasutus regenereerimisel |  | Water use per regeneration | water use per regeneration | ETIM | l |  | EF025339
|  | MW170 | Vee maht |  | Water volume | relative volume of water stratum constituents | IFC | m3 | WaterVolume
|  | MW173 | Kuuma kraanivee maht |  | Water volume of hot tap water | water volume of hot tap water | ETIM | l |  | EF021121
|  | MW176 | Laineulatus |  | Wave range | indicative (95%-100%) range between peaks and troughs of waves | IFC |  | WaveRange
|  | MW240 | Rihma laius |  | Webbing width | webbing width | ETIM | mm |  | EF014915
|  | MW245 | Kiilu pikkus |  | Wedge length | wedge length | ETIM | mm |  | EF021927
|  | MW250 | Kiilu laius |  | Wedge width | wedge width | ETIM | mm |  | EF021926
|  | MW255 | Kaal |  | Weight | the weight of the element | ETIM | kg | Weight | EF000167
|  | MW260 | Raskuse läbimõõt |  | Weight diameter | weight diameter | ETIM | mm |  | EF020332
|  | MW265 | Siseühiku kaal |  | Weight indoor unit | weight indoor unit | ETIM | kg |  | EF000867
|  | MW270 | Välisühiku kaal |  | Weight outdoor unit | weight outdoor unit | ETIM | kg |  | EF000871
|  | MW275 | Kaal (kg/km) |  | Weight per kg/km | weight of cable per length | IFC | kg/km | Weight
|  | MW280 | Kaal (kg/m) |  | Weight per m | mass per running meter | CoClass | kg/m
|  | MW285 | Kaal (kg/m2) |  | Weight per m2 | mass per square meter | CoClass | kg/m2
|  | MW290 | Kaal (kg/m3) |  | Weight per m3 | mass per cubic meter | CoClass | kg/m3
|  | MW295 | Märg pind |  | Wet surface | wet surface | ETIM | mm² |  | EF009980
|  | MW300 | Märg maht |  | Wet volume | wet volume | ETIM | l |  | EF011504
|  | MW350 | Ratta läbimõõt |  | Wheel diameter | wheel diameter | ETIM | mm |  | EF023069
|  | MW355 | Rataste vahe |  | Wheel gap | wheel gap | ETIM | mm |  | EF014225
|  | MW360 | Ratta samm |  | Wheel pitch | wheel pitch | ETIM | mm |  | EF014944
|  | MW365 | Ratta velje läbimõõt |  | Wheel rim diameter | wheel rim diameter | ETIM | mm |  | EF023070
|  | MW400 | Laius |  | Width | overall dimension in the horizontal plane, not applicable for a round product | IFC |  | Width | EF000008
|  | MW403 | Laius (suur) |  | Width (big) | width (big) | ETIM | mm |  | EF001305
|  | MW406 | Laius (all) |  | Width (bottom) | width (bottom) | ETIM | cm |  | EF025005
|  | MW409 | Laius (efektiivne mõõt) |  | Width (effective dimension) | width (effective dimension) | ETIM | cm |  | EF011644
|  | MW412 | Laius (suurendatud) |  | Width (inflated) | width (inflated) | ETIM | mm |  | EF025400
|  | MW415 | Laius (nominaalne) |  | Width (nominal) | width (nominal) | ETIM | mm |  | EF020849
|  | MW418 | Laius (tootmismõõt) |  | Width (production size) | width (production size) | ETIM | mm |  | EF020856
|  | MW421 | Laius (väike) |  | Width (small) | width (small) | ETIM | mm |  | EF001306
|  | MW424 | Laius (ülal) |  | Width (top) | width (top) | ETIM | cm |  | EF025004
|  | MW427 | Laius ülal vasakul |  | Width above left | width above left | ETIM | cm |  | EF010640
|  | MW430 | Laius ülal paremal |  | Width above right | width above right | ETIM | cm |  | EF010642
|  | MW433 | Võimendi laius |  | Width amplifier | width amplifier | ETIM | mm |  | EF007095
|  | MW436 | Tagaplaadi laius |  | Width backplate | width backplate | ETIM | mm |  | EF012941
|  | MW439 | Varda laius |  | Width bar | width bar | ETIM | mm |  | EF026390
|  | MW442 | Alusplaadi laius |  | Width base plate | width base plate | ETIM | mm |  | EF010314
|  | MW445 | Vannikapi laius |  | Width bath unit cabinet | width bath unit cabinet | ETIM | mm |  | EF015676
|  | MW448 | Kandelati laius |  | Width bearing bar | width bearing bar | ETIM | mm |  | EF026050
|  | MW451 | Laius all vasakul |  | Width below left | width below left | ETIM | cm |  | EF010639
|  | MW454 | Laius all paremal |  | Width below right | width below right | ETIM | cm |  | EF010641
|  | MW457 | Alumise äärikuga |  | Width bottom flange | width bottom flange | ETIM | mm |  | EF010497
|  | MW460 | Alumise külje laius |  | Width bottom side | width bottom side | ETIM | mm |  | EF010835
|  | MW463 | Haru laius |  | Width branch | width branch | ETIM | mm |  | EF001063
|  | MW466 | Haru/ava laius |  | Width branch/opening | width branch/opening | ETIM | mm |  | EF005655
|  | MW469 | Laius, sisemõõde |  | Width built-in dimension | width built-in dimension | ETIM | mm |  | EF004566
|  | MW472 | Kaabliredeli laius |  | Width cable ladder | width cable ladder | ETIM | mm |  | EF005313
|  | MW475 | Klambri laius |  | Width clamp | width clamp | ETIM | mm |  | EF007092
|  | MW478 | Nurgakanali laius |  | Width corner duct | width corner duct | ETIM | mm |  | EF007713
|  | MW481 | Ristlati laius |  | Width crossbar | width crossbar | ETIM | mm |  | EF026052
|  | MW484 | Kuvari laius |  | Width display unit | width display unit | ETIM | mm |  | EF026287
|  | MW487 | Ukse väljalõike laius |  | Width door cut-out | width door cut-out | ETIM | mm |  | EF013364
|  | MW490 | Kanali ühenduse laius |  | Width duct connection | width duct connection | ETIM | mm |  | EF007716
|  | MW493 | Lapikjuhi 1 laius |  | Width flat conductor 1 | width flat conductor 1 | ETIM | mm |  | EF012524
|  | MW496 | Lapikjuhi 2 laius |  | Width flat conductor 2 | width flat conductor 2 | ETIM | mm |  | EF012526
|  | MW499 | Esiosa laius |  | Width forend | width forend | ETIM | mm |  | EF012971
|  | MW502 | Esiplaadi laius |  | Width front plate | width front plate | ETIM | mm |  | EF026028
|  | MW505 | Reduktori laius |  | Width gearbox | width gearbox | ETIM | mm |  | EF010483
|  | MW508 | Võre laius |  | Width grid | width grid | ETIM | mm |  | EF022332
|  | MW511 | Võre raami laius |  | Width grid frame | width grid frame | ETIM | mm |  | EF010966
|  | MW514 | Grillimispinna laius |  | Width grill surface | width grill surface | ETIM | mm |  | EF007708
|  | MW517 | Hoidiku laius |  | Width holder | width holder | ETIM | mm |  | EF025842
|  | MW520 | Vaba laius |  | Width in the clear | width in the clear | ETIM | mm |  | EF025312
|  | MW523 | Siseühiku laius |  | Width indoor unit | width indoor unit | ETIM | mm |  | EF000864
|  | MW526 | Paigalduskanali laius |  | Width installation duct | width installation duct | ETIM | mm |  | EF007712
|  | MW529 | Triikimispinna laius |  | Width ironing surface | width ironing surface | ETIM | mm |  | EF000863
|  | MW532 | Nupu laius |  | Width knob | width knob | ETIM | mm |  | EF010475
|  | MW535 | Laius vasakult |  | Width left | width left | ETIM | mm |  | EF026323
|  | MW538 | Huule laius |  | Width lip | width lip | ETIM | mm |  | EF026081
|  | MW541 | Luku kere laius |  | Width lock case | width lock case | ETIM | mm |  | EF026020
|  | MW544 | Alumise aluse laius |  | Width low base | width low base | ETIM | mm |  | EF026267
|  | MW547 | Kaabli võrkrenni laius |  | Width mesh cable tray | width mesh cable tray | ETIM | mm |  | EF004764
|  | MW550 | Mõõteskaala vahemik |  | Width meter scale | width meter scale | ETIM | mm |  | EF005658
|  | MW553 | Paigaldusplaadi laius |  | Width mounting plate | width mounting plate | ETIM | mm |  | EF021742
|  | MW556 | Korpuse laius |  | Width of case | width of case | ETIM | mm |  | EF013367
|  | MW559 | Keskmise löögi laius |  | Width of centre strike patch | width of centre strike patch | ETIM | mm |  | EF013216
|  | MW562 | Puhastusakna laius |  | Width of cleaning eye | width of cleaning eye | ETIM | mm |  | EF023525
|  | MW565 | Väljalõike laius |  | Width of cutout | width of cutout | ETIM | mm |  | EF013167
|  | MW568 | Seadme laius |  | Width of device | width of device | ETIM | mm |  | EF008808
|  | MW571 | Välise tagaplaadi/katte laius |  | Width of external backplate/escutcheon | width of external backplate/escutcheon | ETIM | mm |  | EF012922
|  | MW574 | Filtrielemendi laius |  | Width of filter element | width of filter element | ETIM | mm |  | EF024212
|  | MW577 | Tulesiibri laius |  | Width of fire damper | width of fire damper | ETIM | mm |  | EF023993
|  | MW580 | Klapi laius |  | Width of flap | width of flap | ETIM | mm |  | EF013401
|  | MW583 | Fooliumi laius |  | Width of foil | width of foil | ETIM | mm |  | EF014192
|  | MW586 | Käepideme laius |  | Width of handle bar | width of handle bar | ETIM | mm |  | EF013303
|  | MW589 | Süvendi laius |  | Width of hollow | width of hollow | ETIM | mm |  | EF013358
|  | MW592 | Siseplaadi/katte laius |  | Width of inner plate/escutcheon | width of inner plate/escutcheon | ETIM | mm |  | EF016164
|  | MW595 | Ülevaatusava laius |  | Width of inspection opening | width of inspection opening | ETIM | mm |  | EF022445
|  | MW598 | Kiiluava laius |  | Width of keyway | width of keyway | ETIM | mm |  | EF014777
|  | MW601 | Mooduli laius |  | Width of module | width of module | ETIM | mm |  | EF009507
|  | MW604 | Vasturaua laius |  | Width of strike plate | width of strike plate | ETIM | mm |  | EF013468
|  | MW607 | Lati laius |  | Width of the adapter | width of the adapter | ETIM | mm |  | EF003703
|  | MW610 | Esikülje laius |  | Width of the front | width of the front | ETIM | mm |  | EF003651
|  | MW613 | Plaadi laius matil |  | Width of tile on mat | width of tile on mat | ETIM | mm |  | EF020853
|  | MW616 | Kaalumisala laius |  | Width of weighing area | width of weighing area | ETIM | mm |  | EF014467
|  | MW619 | Ava laius |  | Width opening | width opening | ETIM | mm |  | EF004565
|  | MW622 | Ava laius (vahemik) |  | Width opening (range) | width opening (range) | ETIM | mm |  | EF012758
|  | MW625 | Välisühiku laius |  | Width outdoor unit | width outdoor unit | ETIM | mm |  | EF000869
|  | MW628 | Pakendi laius |  | Width package | width package | ETIM | cm |  | EF010121
|  | MW631 | Vahe laius |  | Width recess | width recess | ETIM | mm |  | EF008362
|  | MW634 | Laius paremalt |  | Width right | width right | ETIM | mm |  | EF026324
|  | MW637 | Katuseneelu katte laius |  | Width roof flashing | width roof flashing | ETIM | mm |  | EF021493
|  | MW640 | Katuseava laius |  | Width roof opening | width roof opening | ETIM | mm |  | EF010506
|  | MW643 | Tihendusprofiili laius |  | Width sealing profile | width sealing profile | ETIM | mm |  | EF012790
|  | MW646 | Anduri laius |  | Width sensor | width sensor | ETIM | mm |  | EF007094
|  | MW649 | Sensori pesa laius |  | Width sensor housing | width sensor housing | ETIM | mm |  | EF015228
|  | MW652 | Kivi laius |  | Width stone | width stone | ETIM | cm |  | EF010152
|  | MW655 | Sissekäigu laius |  | Width throw-in | width throw-in | ETIM | mm |  | EF010290
|  | MW658 | Plaadi laius |  | Width tile | width tile | ETIM | cm |  | EF010118
|  | MW661 | Ülemise aluse laius |  | Width top base | width top base | ETIM | mm |  | EF026266
|  | MW664 | Ülemise külje laius |  | Width top side | width top side | ETIM | mm |  | EF012723
|  | MW667 | Ülemise ääriku laius |  | Width upper flange | width upper flange | ETIM | mm |  | EF010496
|  | MW670 | Valamukapi laius |  | Width washbasin cabinet | width washbasin cabinet | ETIM | mm |  | EF015673
|  | MW673 | Ülemise valamukapi laius |  | Width washbasin top cabinet | width washbasin top cabinet | ETIM | mm |  | EF015679
|  | MW676 | Akna 1 laius |  | Width window 1 | width window 1 | ETIM | mm |  | EF026223
|  | MW679 | Akna 2 laius |  | Width window 2 | width window 2 | ETIM | mm |  | EF026225
|  | MW682 | Akna raami laius |  | Width window frame | width window frame | ETIM | mm |  | EF010264
|  | MW685 | Ploki laius |  | Width, block | width, block | ETIM | mm |  | EF021520
|  | MW688 | Boileri laius |  | Width, boiler | width, boiler | ETIM | mm |  | EF020466
|  | MW691 | Klambri laius |  | Width, bracket | width, bracket | ETIM | mm |  | EF021930
|  | MW694 | Kollektori laius |  | Width, collector | width, collector | ETIM | mm |  | EF020463
|  | MW697 | Lehtri sisendlaius |  | Width, funnel inlet | width, funnel inlet | ETIM | mm |  | EF021485
|  | MW700 | Ovaalse kanali laius |  | Width, oval duct | width, oval duct | ETIM | mm |  | EF022564
|  | MW703 | Plaadi laius |  | Width, plate | width, plate | ETIM | mm |  | EF021500
|  | MW706 | Hülsi laius |  | Width, sleeve | width, sleeve | ETIM | mm |  | EF021805
|  | MW709 | Riba laius |  | Width, strip | width, strip | ETIM | mm |  | EF021562
|  | MW712 | Toe laius |  | Width, support | width, support | ETIM | mm |  | EF021550
|  | MW715 | Laius / läbimõõt |  | Width/diameter | width/diameter | ETIM | mm |  | EF004567
|  | MW718 | Laius/võre mõõde |  | Width/grid dimension | width/grid dimension | ETIM | mm |  | EF002522
|  | MW721 | Aknamooduli sügavus |  | Window frame depth | window frame depth | ETIM | mm |  | EF011842
|  | MW724 | Akna kõrgus |  | Window height | window height | ETIM | mm |  | EF011845
|  | MW727 | Aknamooduli kõrgus |  | Window module height | window module height | ETIM | dm |  | EF011840
|  | MW730 | Aknamooduli laius |  | Window module width | window module width | ETIM | dm |  | EF011839
|  | MW733 | Akna laius |  | Window width | window width | ETIM | mm |  | EF011843
|  | MW736 | Kaabli ristlõige, maanduse pool |  | Wire cross section, earth-side | wire cross section, earth-side | ETIM | mm² |  | EF008561
|  | MW739 | Kaabli ristlõige, faasi pool |  | Wire cross section, phase-side | wire cross section, phase-side | ETIM | mm² |  | EF008560
|  | MW742 | Traadi läbimõõt |  | Wire diameter | the nominal diameter of the wire | IFC |  | WireDiameter | EF004603
|  | MW745 | Traadi kinnituspikkus |  | Wire embedding length | the length of the part of wire which is embedded in the precast concrete element | IFC |  | WireEmbeddingLength
|  | MW748 | Ühenduskaabli pikkus |  | Wire length connecting cable | wire length connecting cable | ETIM | m |  | EF005954
|  | MW751 | Traatkontuuri alusplaadi pikkus |  | Wire loop base plate length | the length of the base plate | IFC |  | WireLoopBasePlateLength
|  | MW754 | Traatkontuuri alusplaadi paksus |  | Wire loop base plate thickness | the thickness of the base plate | IFC |  | WireLoopBasePlateThickness
|  | MW757 | Traatkontuuri alusplaadi laius |  | Wire loop base plate width | the width of the base plate | IFC |  | WireLoopBasePlateWidth
|  | MW760 | Traadi aasa pikkus |  | Wire loop length | the length of the fastening loop part of the wire | IFC |  | WireLoopLength
|  | MW763 | Kaabli võrkrenni kõrgus |  | Wire mesh tray height | wire mesh tray height | ETIM | mm |  | EF004765
|  | MW766 | Juhtmevaba ühenduse ulatus |  | Wireless range | wireless range | ETIM | m |  | EF009282
|  | MW820 | Töökõrgus (kanali pealise) |  | Working height (duct top) | working height (duct top) | ETIM | mm |  | EF023575
|  | MW823 | Sadula töökõrgus (kanalist) |  | Working height of saddle (from duct) | working height of saddle (from duct) | ETIM | mm |  | EF024261
|  | MW826 | Tööpikkus |  | Working length | working length | ETIM | mm |  | EF023975
|  | MW829 | Ühenduse 1 tööpikkus |  | Working length connection 1 | working length connection 1 | ETIM | mm |  | EF020153
|  | MW832 | Ühenduse 2 tööpikkus |  | Working length connection 2 | working length connection 2 | ETIM | mm |  | EF020154
|  | MW835 | Ühenduse 2 ja 3 tööpikkus |  | Working length connection 2 and 3 | working length connection 2 and 3 | ETIM | mm |  | EF020396
|  | MW838 | Ühenduse 3 tööpikkus |  | Working length connection 3 | working length connection 3 | ETIM | mm |  | EF020160
|  | MW841 | Ühenduse 4 tööpikkus |  | Working length connection 4 | working length connection 4 | ETIM | mm |  | EF020168
|  | MW844 | Ühenduse 5 tööpikkus |  | Working length connection 5 | working length connection 5 | ETIM | mm |  | EF020204
|  | MW847 | Ühenduse 6 tööpikkus |  | Working length connection 6 | working length connection 6 | ETIM | mm |  | EF010185
|  | MW850 | Ühenduse tööpikkus |  | Working length of connector | working length of connector | ETIM | mm |  | EF021546
|  | MW853 | Toite- ja tagasivooluühenduse tööpikkus |  | Working length of supply and return connection | working length of supply and return connection | ETIM | mm |  | EF020531
|  | MW856 | Sabaosa (lõpuosa) ühenduse tööpikkus |  | Working length of tail piece connection | working length of tail piece connection | ETIM | mm |  | EF020528
|  | MW859 | Kraani tööühenduse pikkus |  | Working length of tap connection | working length of tap connection | ETIM | mm |  | EF020530
|  | MW862 | Ühe elemendi tööpikkus |  | Working length per element | working length per element | ETIM | m |  | EF022511
|  | MW865 | Töölaius |  | Working width | is the maximum lateral distance between any part of the barrier on the undeformed traffic side and the maximum dynamic position of any part of the barrier | EN 1317-2:2010
|  | MW868 | Pühkimise laienduse töölaius |  | Working width main sweep expander | working width main sweep expander | ETIM | mm |  | EF014456
|  | MW871 | Pühkimisseadme töölaius |  | Working width sweep equipment | working width sweep equipment | ETIM | mm |  | EF014245
|  | MW874 | Töölaius ühe küljeharjaga |  | Working width with one side broom | working width with one side broom | ETIM | mm |  | EF014457
|  | MW877 | Töölaius kahe külgharjaga |  | Working width with two side brooms | working width with two side brooms | ETIM | mm |  | EF014458
|  | MW880 | Tööpinna pindala |  | Worksurface area | the value of the work surface area of the desk | IFC | m2 | WorksurfaceArea
|  | MW883 | Tööpinna sügavus |  | Worktop depth | worktop depth | ETIM | mm |  | EF014472
|  | MW886 | Tööpinna laius |  | Worktop width | worktop width | ETIM | mm |  | EF014471
|  | MW920 | Võtme laius |  | Wrench width | wrench width | ETIM | mm |  | EF000177
|  | MW925 | Võtme laius (vahemik) |  | Wrench width (range) | wrench width (range) | ETIM | mm |  | EF025411
|  | MW930 | Pöördvõtme suurus |  | Wrench width union nut | wrench width union nut | ETIM | mm |  | EF022259
| MX |  | Omadused, mis algavad tähega "X" (veeru "G" järgi) |  | Properties that start with letter "X" | terms (property names) are based on a given reference | CCI-EE
|  | MX100 | Rõngasarmatuuri samm (x) |  | X direction tie hoop bar pitch | the X direction pitch length of the tie hoop | IFC |  | XDirectionTieHoopBarPitch
| MY |  | Omadused, mis algavad tähega "Y" (veeru "G" järgi) |  | Properties that start with letter "Y" | terms (property names) are based on a given reference | CCI-EE
|  | MY100 | Rõngasarmatuuri samm (y) |  | Y direction tie hoop bar pitch | the Y direction pitch length of the tie hoop | IFC |  | YDirectionTieHoopBarPitch
| MZ |  | Omadused, mis algavad tähega "Z" (veeru "G" järgi) |  | Properties that start with letter "Z" | terms (property names) are based on a given reference | CCI-EE
|  | MZ600 | Suurenduse ulatus |  | Zoom | indicates the zoom range | IFC |  | Zoom
P? |  |  | Toote ja tootmisega seotud omadused |  | Product and production related properties | terms (properties) related to a product and production, including product composition, its type/shape or its surface | CCI-EE
| PA |  | Omadused, mis algavad tähega "A" (veeru "G" järgi) |  | Properties that start with letter "A" | terms (property names) are based on a given reference | CCI-EE
|  | PA030 | Gaasiballooni 1. värvus (EN 1089-3) |  | 1st colour of shoulder cylinder (EN 1089-3) | 1st colour of shoulder cylinder (EN 1089-3) | EN 1089-3:2011 |  |  | EF020883 | Yellow;Orange;Red;Purple;Blue;Green;Grey;Brown;White;Black;Other
|  | PA033 | Gaasiballooni 1. RAL värvuskood (EN 1089-3) |  | 1st RAL colour of shoulder cylinder (EN 1089-3) | 1st RAL colour of shoulder cylinder (EN 1089-3) | EN 1089-3:2011 |  |  | EF020884
|  | PA040 | Gaasiballooni 2. värvus (EN 1089-3) |  | 2nd colour of shoulder cylinder (EN 1089-3, bottom ring) | 2nd colour of shoulder cylinder (EN 1089-3, bottom ring) | EN 1089-3:2011 |  |  | EF020885 | Yellow;Orange;Red;Purple;Blue;Green;Grey;Brown;White;Black;Other
|  | PA043 | Gaasiballooni 2. RAL värvuskood (EN 1089-3) |  | 2nd RAL colour of shoulder cylinder (EN 1089-3) | 2nd RAL colour of shoulder cylinder (EN 1089-3) | EN 1089-3:2011 |  |  | EF020886
|  | PA100 | Kulumismäär (asfaltsegu), kulumiskindlus |  | Abrasion value | loss of mass by abrasive action | EN 12697-16:2016
|  | PA150 | Vaatluskaevu kaane materjal |  | Access cover material | the material from which the access cover to the chamber is constructed; it is assumed that chamber walls will be constructed of a single material | IFC |  | AccessCoverMaterial
|  | PA170 | Ligipääsu tüüp |  | Access type | defines the types of access (or cover) to a tank that may be specified | IFC |  | AccessType |  | None;Loose cover;Manhole;Secured cover;Secured cover with manhole;Other;Not known;Unset
|  | PA180 | Juurdepääsetavus |  | Accessibility performance | an alphanumeric value representing the accessibility issue(s) which the product satisfies | COBie
|  | PA190 | Aksessuaarid |  | Accessories | details of available accessories | NATSPEC BIM
|  | PA200 | Eskalaatori valmistamine vastavalt EN 115-1 |  | According to EN 115-1 (escalators) | production and installation according to EN 115-1 (escalators) | EN 115-1:2017 |  |  | EF012511 | True;False
|  | PA205 | Lifti valmistamine vastavalt EN 81-20 |  | According to EN 81-20 (lifts) | production and installation according to EN 81-20 (lifts) | EN 81-20:2020 |  |  | EF012510 | True;False
|  | PA230 | Kinnituse olek |  | Acknowledgement status | indicates acknowledgement status where (=False) indicates acknowlegement is required and outstanding, (=True) indicates condition has been acknowedged, and (=Unknown) indicates no acknowledgement is required; upon resetting the condition, then acknowledgement reverts to Unknown | IFC |  | Acknowledge |  | True;False;Unknown
|  | PA235 | Tegelik toodang |  | Actual production | actual production | EN 15341:2019
|  | PA240 | Aktuaatori tüüp |  | Actuation type | enumeration that identifies the different types of dampers | IFC |  | ActuationType |  | Gravity;Spring;Other;Not known;Unset
|  | PA280 | Lisatud massikoefitsiendi meetod |  | Added mass coefficient method | method used to determine the Added Mass Coefficient used for design | IFC |  | AddedMassCoefficientMethod |  | Pianc;Shigeru_Ueda;Vasco_Costa
|  | PA285 | Lisatöötlus |  | Additional processing | any additional or special processing requirements on the associated cargo | IFC |  | AdditionalProcessing |  | None;Inspection;Tariffs;Isolation
|  | PA290 | Adresseeritavus |  | Addressablility | the type of addressability | IFC |  | Addressablility |  | Implemented;Upgradeable to;Not implemented;Other;Not known;Unset
|  | PA295 | Kohendatav |  | Adjustability | construction property that indicates if and how an object can be adjusted | CoClass
|  | PA300 | Lisandite kirjeldus |  | Admixtures description | description of the admixtures added to the concrete mix | IFC |  | AdmixturesDescription
|  | PA350 | AESS kategooria |  | AESS category | typically only applied to fabricated structural steel elements such as anchor rods, base plates, beams, bracing, canopy framing, columns, connection materials, crane stops, girders, lintels, posts, shear stud connectors, and trusses | BIM Forum |  |  |  | AESS 1;AESS 2;AESS 3;AESS 4;AESS C
|  | PA400 | Täitematerjali tüüp (teeehitus) |  | Aggregate type (road construction) | granual material used in construction; may be natural, manufactured or recycled | EN 13043:2002
|  | PA450 | Poorsus (jäävpoorsus) |  | Air voids content (porosity) | volume of the air voids in a bituminous specimen, expressed as a percentage of the total volume of that specimen | EN 12697-2018 |  | Porosity
|  | PA460 | AISC tüübi tähis |  | AISC shape type size | shape label according to AISC | BIM Forum
|  | PA560 | Sildumisseadme ankurduse tüüp |  | Anchorage type | mooring device anchorage type | IFC |  | Anchorage type |  | Castin;Drilled and fixed;Through bolted
|  | PA570 | Aastane standardne tootmisvõimsus |  | Annual standard production capacity | annual standard production capacity | EN 15341:2019
|  | PA610 | Visuaalne kvaliteet |  | Appearance grade | grade with respect to visual quality | IFC |  | AppearanceGrade
|  | PA630 | Rakenduse kood (toru) |  | Application area code (pipe) | code used in the marking of pipes and fittings to indicate the application area(s) for which they are intended | EN 1451-1:2017 |  |  |  | B;D;BD
|  | PA640 | Kasutusklass (DIN 18251-1) |  | Application class (DIN 18251-1) | application class (DIN 18251-1) | DIN 18251-1 |  |  | EFDE0042 | Class 1;Class 2;Class 3;Class 4;Class 5;Other
|  | PA645 | Kasutusklass (akna- ja uksetarvikud, EN 1154) |  | Application class (building hardware, EN 1154) | application class (building hardware); category of use | EN 1154:1996 |  |  | EF012826 | 3;4;Other
|  | PA650 | Kasutusklass (akna- ja uksetarvikud, EN 1155) |  | Application class (building hardware, EN 1155) | application class (building hardware); category of use | EN 1155:1999 |  |  | EF012834 | 3;Other
|  | PA655 | Kasutusklass (akna- ja uksetarvikud, EN 1158) |  | Application class (building hardware, EN 1158) | application class (building hardware); category of use | EN 1158:1999 |  |  | EF012868 | 3;Other
|  | PA680 | Teede märgistamise meetod |  | Application method of road marking | state the application method used (e.g. spray, extruded) | IFC |  | ApplicationMethod
|  | PA730 | Võimekus m2 kohta |  | Area efficiency | area efficiency | ETIM | m²/h |  | EF014241
|  | PA750 | Artikli number |  | Article number | article number or reference that is be applied to a configured product according to a standard scheme for article number definition as defined by the manufacturer; it is often used as the purchasing number | IFC |  | ArticleNumber
|  | PA820 | Kuvasuhe |  | Aspect ratio | the default aspect ratio | IFC |  | AspectRatio
|  | PA850 | Kooste ehitus |  | Assembly arrangement | assembly part used in a particular feature | ETIM |  |  | EF000005
|  | PA870 | Koostu koostamise asukoht |  | Assembly place | defines where assembly is to take place | IFC |  | AssemblyPlace |  | Factory;Offsite;Site;Other;Not known;Unset
|  | PA890 | ASTM materjali klass |  | ASTM material grade | described as chemical composition according to ASTM | BIM Forum
|  | PA920 | Automaatne fokusseerimine |  | Auto focus | auto focu | ETIM |  |  | EF002038 | True;False
|  | PA930 | Automaatselt juhitav |  | Automatically controlled | mechanical property that indicates whether an object is controlled automatically | CCI-EE |  |  |  | True;False
|  | PA940 | Automaatselt kontrollitav |  | Automatically operated | indication whether the element or it's component acts automatically | CCI-EE |  |  |  | True;False
| PB |  | Omadused, mis algavad tähega "B" (veeru "G" järgi) |  | Properties that start with letter "B" | terms (property names) are based on a given reference | CCI-EE
|  | PB050 | Trapi ühendusskeem |  | Back inlet pattern type | identifies the pattern of inlet connections to a gully trap | IFC |  | BackInletPatternType |  | None;1;2;3;4;12;13;14;23;24;34;123;124;134;234;1234
|  | PB065 | Pallikindel |  | Ball-proof | ball impact proof, without reference to a standard | ETIM |  |  | EF001263 | True;False
|  | PB080 | Armatuurvarda jaotuse tüüp |  | Bar allocation type | defines the type of the reinforcement bar allocation | IFC |  | BarAllocationType |  | Single;Double;Alternate;Other;User defined;Not defined
|  | PB110 | Vöötkood |  | Bar code | bar code given to occurrence of the product | COBie |  | BarCode
|  | PB140 | Põhja materjal |  | Base material | the material from which the base of the chamber is constructed | IFC |  | BaseMaterial
|  | PB170 | Aluse tüüp |  | Base type | defines general types of pump bases | IFC |  | BaseType |  | Frame;Base;None;Other;Not known;Unset
|  | PB200 | Partii ID |  | Batch ID | designation indicating lot number during production | CoClass
|  | PB230 | Partii viide |  | Batch reference | identity of the batch from which the occurrence of the product is taken | IFC |  | BatchReference
|  | PB260 | Vanni tüüp |  | Bath type | the property enumeration defines the types of bath that may be specified within the property set | IFC |  | BathType |  | Domestic;Foot;Pool;Plunge;Sitz;Spa;Treatment;Other;Not known;Unset
|  | PB270 | Patarei IEC tähis |  | Battery IEC indication | battery IEC indication | ETIM |  |  | EF000935
|  | PB315 | Rihma number (DIN 2215) |  | Belt number (DIN 2215) | belt number (DIN 2215) | DIN 2215 |  |  | EF023078
|  | PB325 | Sildumistüüp |  | Berth approach | how the vessel approaches the berth | IFC |  | BerthApproach |  | Side;End
|  | PB335 | Kai klass |  | Berth grade | berth grade | IFC |  | BerthGrade
|  | PB340 | Sildumissuund |  | Berth mode | orientation of vessel as it approaches berth | IFC |  | BerthMode |  | Bow;Stern
|  | PB345 | Sildumiskiirus |  | Berthing velocity | velocity of the vessel as it berths | IFC | m/s | BerthingVelocity
|  | PB350 | Kaide arv |  | Berths | number of standard berths within the facility | IFC |  | Berths
|  | PB400 | Orgaanilise sideaine tüüp |  | Bituminous binder type | organic binder; bituminous binder type | EN 12591;EVS 901-2
|  | PB450 | Laba konfiguratsioon |  | Blade action | blade action | IFC |  | BladeAction |  | Folding curtain;Parallel;Opposed;Single;Other;Not known;Unset
|  | PB470 | Laba serv |  | Blade edge | blade edge | IFC |  | BladeEdge |  | Crimped;Uncrimped;Other;Not known;Unset
|  | PB490 | Siibri kuju |  | Blade shape | blade shape; flat means triple V-groove | IFC |  | BladeShape
|  | PB510 | Plahvatuskindlus |  | Blast resistance | hazard rating of glazing, glazing systems, and glazing retrofit systems subjected to an airblast loading | BIM Forum
|  | PB550 | Komponendi põhitoon |  | Body color | color of the body of the component | IFC |  | BodyColor
|  | PB570 | Puuraugu olek |  | Borehole state | the state the borehole or trial pit has been left in (boreholeML) | IFC |  | BoreholeState
|  | PB650 | Konsooli tüüp |  | Bracket type | supporting component like used for lantern, type indicates if it is in single, double or multipe form | EN 40-1:1991
|  | PB850 | Kuulikindlate klaaside klassifikatsioon |  | Bullet resistant glazing classification | glass type that is not allowing bullets to pass through | BIM Forum
| PC |  | Omadused, mis algavad tähega "C" (veeru "G" järgi) |  | Properties that start with letter "C" | terms (property names) are based on a given reference | CCI-EE
|  | PC030 | Metallivaba kaabel |  | Cable metal free | cable metal free | ETIM |  |  | EF001682
|  | PC050 | Kaamera tüüp |  | Camera type | indicates the type of camera | IFC |  | CameraType |  | Photo;Video;Audio/Video;Other;Not known;Unset
|  | PC060 | Hüdrandi katte värv |  | Cap color | color of the caps of the hydrant | IFC |  | CapColor
|  | PC070 | Korgi materjal |  | Cap material | cap material or 'Not capped' or 'Unknown' (boreholeML) | IFC |  | CapMaterial
|  | PC080 | Mahutavuse kontroll |  | Capacity control | FanCycling: Fan is cycled on and off to control duty; TwoSpeedFan: Fan is switched between low and high speed to control duty; VariableSpeedFan: Fan speed is varied to control duty; DampersControl: Dampers modulate the air flow to control duty; BypassValveControl: Bypass valve modulates the water flow to control duty; MultipleSeriesPumps: Turn on/off multiple series pump to control duty; TwoSpeedPump: Switch between high/low pump speed to control duty; VariableSpeedPump: vary pump speed to control duty | IFC |  | CapacityControl |  | Fan cycling;Two-speed fan;Variable speed fan;Dampers control;Bypass valve control;Multiple series pumps;Two-speed pump;Variable speed pump;Other;Not known;Unset
|  | PC090 | Mahutavuse tüüp |  | Capacity control type | InletVane: Control by adjusting inlet vane; VariableSpeedDrive: Control by variable speed drive; BladePitchAngle: Control by adjusting blade pitch angle; TwoSpeed: Control by switch between high and low speed; DischargeDamper: Control by modulating discharge damper | IFC |  | CapacityControlType |  | Inlet vane;Variable speed drive;Blade pitch angle;Two speed;Discharge damper;Other;Not known;Unset
|  | PC095 | Transpordiliigi läbilaskevõimekus |  | Capacity people | capacity of the transportation element measured in numbers of person | IFC |  | CapacityPeople
|  | PC100 | Kaabliredeli segmentide arv |  | Carrier stack number | number of carrier segments (tray, ladder etc.) that are vertically stacked (vertical is measured as the z-axis of the local coordinate system of the carrier segment) | IFC |  | CarrierStackNumber
|  | PC110 | CAS registrinumber |  | CAS registry number | material property listing chemical content | CoClass
|  | PC140 | CE-märgis kandevõimele (EN 14195) |  | CE mark for load bearing (EN 14195) | CE mark for load bearing (EN 14195) | EN 14195:2015 |  |  | EF015277 | True;False
|  | PC145 | CE-märgis mittekandvatele kohtadele (EN 1090) |  | CE mark for non load bearing (EN 1090) | CE mark for non load bearing (EN 1090) | EN 1090-4:2018 |  |  | EF015278 | True;False
|  | PC150 | CE-märgis |  | CE marking | indicates that a construction product is in conformity with its declared performance and that it has been assessed according to a harmonised European standard or a European Technical Assessment has been issued for it | European Commission
|  | PC160 | Laekate |  | Ceiling covering | label to indicate the material or finish of the space flooring; the label is used for room book information and often displayed in room stamp; the material information is provided in absence of an IfcCovering (type=CEILING) object with own shape representation and material assignment; in case of inconsistency the material assigned to IfcCovering elements takes precedence | IFC |  | CeilingCovering
|  | PC190 | Sertifitseeritud vastavalt NF (elektriline jõudlus) |  | Certified according to NF (electrical performance) | certified according to NF (electrical performance) | NF |  |  | EFFR0005 | 1 star;2stars;3 stars;3 stars and 1 eye
|  | PC195 | Sertifitseeritud vastavalt NF (elekter) |  | Certified according to NF (electricity) | certified according to NF (electricity) | NF |  |  | EFFR0004 | True;False
|  | PC200 | Sertifitseeritud vastavalt NF (kuum vesi) |  | Certified according to NF (hot water) | certified according to NF (hot water) | NF |  |  | EFFR0003 | True;False
|  | PC220 | Vooluahela tüüp |  | Circuit type | OpenCircuit: Exposes water directly to the cooling atmosphere; CloseCircuit: The fluid is separated from the atmosphere by a heat exchanger; Wet: The air stream or the heat exchange surface is evaporatively cooled; Dry: No evaporation into the air stream; DryWet: A combination of a dry tower and a wet tower | IFC |  | CircuitType |  | Open circuit;Closed circuit wet;Closed circuit dry;Closed circuit dry wet;Other;Not known;Unset
|  | PC230 | Mahuti kõrgus |  | Cistern height | enumeration that identifies the height of the cistern or, if set to 'None' if the urinal has no cistern and is flushed using mains or high pressure water through a flushing valve | IFC |  | CisternHeight |  | High-level;Low-level;None;Other;Not known;Unset
|  | PC300 | Sulgumiskiirus |  | Closing speed | closing speed | ETIM | s |  | EF010404
|  | PC380 | CO2 mõõtepiirkond |  | CO2 measuring range | co2 measuring range | ETIM | ppm |  | EF014214
|  | PC400 | Katmine |  | Coating | a covering that is applied to the surface of an object, usually referred to as the substrate | BIM Forum
|  | PC405 | Hõõrdetegur |  | Coefficient of friction | structural property indicating coefficient of friction | IFC | μ | CoefficientOfFriction
|  | PC410 | Mähise ühendamise suund |  | Coil connection direction | coil connection direction (facing into the air stream) | IFC |  | CoilConnectionDirection |  | Left;Right;Other;Not known;Unset
|  | PC415 | Mähise vedeliku paigutus |  | Coil fluid arrangement | fluid flow arrangement of the coil | IFC |  | CoilFluidArrangement |  | Cross flow;Cross counter flow;Cross parallel flow;Other;Not known;Unset
|  | PC420 | Mähise asend |  | Coil position | defines the relationship between a fan and a coil; DrawThrough: Fan located downstream of the coil; BlowThrough: Fan located upstream of the coil | IFC |  | CoilPosition |  | Draw through;Blow through;Other;Not known;Unset
|  | PC425 | Kokkupandav |  | Collapsible | is collapsible or not | ETIM |  |  | EF000091 | True;False
|  | PC430 | Värv |  | Color | main product colour | COBie;IFC |  | Color
|  | PC435 | Pinnavärv |  | Color (surface) | surface property that indicates the ability to reflect or transmit light within a certain wavelength range | CCI-EE
|  | PC440 | Värvikood |  | Color code | name of a color for identifying the connector, if applicable | IFC |  | ColorCode | EF000931
|  | PC445 | Kihi värv |  | Colour | stratum colour | IFC |  | Colour | EF000007
|  | PC450 | Värvussügavus |  | Colour depth | colour depth | ETIM | Bit |  | EF009400
|  | PC455 | Värvikindlusaste (tekstiil) |  | Colour fastness grade (textile) | colour fastness grade (textile) | EN 20105-A02:2000 |  |  | EF010255 | 1;(1-2);2;(2-3);3;(3-4);4;(4-5);5
|  | PC460 | Silindrilise osa värvus (EN 1089-3) |  | Colour of cylindrical part (EN 1089-3) | colour of cylindrical part (EN 1089-3) | EN 1089-3:2011 |  |  | EF020887 | Yellow;Orange;Red;Purple;Blue;Green;Grey;Brown;White;Black;Other
|  | PC465 | Äärekivi-renn |  | Combined kerb gutter | indicating the use of a combined kerb and gutter | IFC |  | CombinedKerbGutter |  | True;False
|  | PC470 | Mugavusindeks |  | Comfort index | social indicator which belongs into performance indicator class which describes the subjective feeling of the comfort level while using the asset (driving on road etc.) | CWA 17089:2016
|  | PC475 | Tihendustegur (projekteeritud) |  | Compaction factor (design) | the coefficient that describe the soil layer compaction | CCI-EE
|  | PC480 | Tihendustegur (tegelik) |  | Compaction factor (design) | the coefficient that describe the soil layer compaction | CCI-EE
|  | PC485 | Komponendi/osa identifikaator |  | Component/part identifier (CPID) | enables companies to identify components and parts, typically where an Original Equipment Manufacturer (OEM) defines the specifications of a component or part that is part of its final product | GS1
|  | PC490 | Komposiitide fraktsioon |  | Composite fraction | denomination into soil groups by composite fractions | IFC |  | CompositeFraction |  | Boulders;Boulders with cobbles;Boulders with finer soils;Gravel with cobbles;Gravel;Sand gravel with cobbles;Sand grave;Gravel with clay or silt;Gravelly sand;Sand;Sand with clay and silt;Sandy silt;Sandy gravelly silt;Sandy clayy silt: Clayer silt;Silty clay;Sandy gravelly clay;Silt;Clay;Organic silt;Organic clay;Sany peat;Fill;Cobbles;Cobbles with boulders;Cobbles with finer soils;Other;Not known;Unset
|  | PC495 | Komposiitpaneeli põhimaterjal |  | Composite panel core material | material that is covered by skin materials from both sides | NATSPEC Spec
|  | PC500 | Komposiitpaneeli kattematerjal |  | Composite panel skin material | material that covers the core | NATSPEC Spec
|  | PC505 | Suruõhu filtri tüüp |  | Compressed air filter type | Activated carbon: absorbs oil vapor and odor; Particle filter: used to absorb solid particles of medium size; Coalescense filter: used to absorb fine solid, oil, and water particles, also called micro filter | IFC |  | CompressedAirFilterType |  | Activated carbon;Particle filter;Coalescense filter;Other;Not known;Unset
|  | PC510 | Betooni pinnatöötlus |  | Concrete surface treatment | the method uses for curing of a free newly cast concrete surface | CCS
|  | PC515 | Kondensatsioonikindlus |  | Condensation resistance | measures how well a component (window) resists the formation of condensation on the inside (optional parameter for NFRC label) | BIM Forum
|  | PC520 | Kaitsetoru klass |  | Conduit classification | classification coding for conduit systems which includes several subclasses for declared properties of conduit systems (12 or 13 digit number) | EN 61386-1:2018
|  | PC525 | Isoleertoru kuju tüüp |  | Conduit shape type | the shape of the conduit segment | IFC |  | ConduitShapeType |  | Circular;Oval;Other;Not known;Unset
|  | PC530 | Elementide jaotusskeeem |  | Configuration | an arrangement of parts or elements in a particular form, figure, or combination | BIM Forum
|  | PC535 | Ühenduse liik |  | Connection gender | the physical connection gender | IFC |  | ConnectionGender |  | Male;Female;Other;Not known;Unset
|  | PC540 | Ühenduse alamtüüp |  | Connection subtype | the physical port connection subtype that further qualifies the ConnectionType | IFC |  | ConnectionSubtype
|  | PC545 | Ühenduse tüüp |  | Connection type | the physical port connection or the end style treatment | IFC |  | ConnectionType | EF000124
|  | PC550 | Ühenduse tüüp (elekter) |  | Connection type (electrical) | connection that describes the electrical connection | CCI-EE
|  | PC555 | Komponendid |  | Constituents | details of various parts of the object | COBie
|  | PC560 | Ehitusmeetod |  | Construction method | the type of intervention on the building: new construction, renovation, rehabilitation, etc. | IFC |  | ConstructionMethod
|  | PC565 | Ehitusmeetod (objekt) |  | Construction method (object) | specifies whether the object is constructed on site or is delivered from a factory | IFC |  | ConstructionMethod |  | In situ;Precast
|  | PC570 | Renoveerimismeetod |  | Construction method (renovation) | method used to carry out renovation | CCI-EE
|  | PC575 | Ehituse tolerantsi klass |  | Construction tolerance class | classification designation of the on-site construction tolerances according to local standards | IFC |  | ConstructionToleranceClass
|  | PC580 | Konteineri materjal |  | Container material | special requirements for material used to contain an artefact | IFC |  | ContainerMaterial
|  | PC585 | Ohjeldamise tase |  | Containment level | containment levels of the barrier | EN 1317-2:2010 |  |  |  | Low angle containment; Normal containment; Higher containment;Very high containment
|  | PC590 | Aktiivsete lahustuvate soolade sisaldus (müürikivid) |  | Content of active soluble salts (masonry units) | content of active soluble salts (masonry units) | EN 772-5:2016 |  |  | EF014662 | S0 (no requirements);S1 (<0.17 % Na+K, <0.08 % Mg);S2 (<0.06 % Na+K, <0.03 % Mg)
|  | PC595 | Juhtklapi töö |  | Control damper operation | the inherent characteristic of the control damper operation | IFC |  | ControlDamperOperation |  | Linear;Exponential;Other;Not known;Unset
|  | PC600 | Jahutusagregraafi kontrollloogika |  | Control strategy | FixedExitingWaterTemp: The capacity is controlled to maintain a fixed exiting water temperature; WetBulbTempReset: The set-point is reset based on the wet-bulb temperature | IFC |  | ControlStrategy |  | Fixed exiting water temp;Wet bulb temp reset;Other;Not known;Unset
|  | PC605 | Juhtimise tüüp |  | Control type | the type of control used to operate | IFC |  | ControlType
|  | PC610 | Konvektori tüüp |  | Convector type | indicates the type of convector, whether forced air (mechanically driven) or natural (gravity) | IFC |  | ConvectorType |  | Forced;Natural;Other;Not known;Unset
|  | PC615 | Õhujaoturi tüüp |  | Core type | identifies the way the core of the AirTerminal is constructed | IFC |  | CoreType |  | Shutter blade;Curved blade;Removable;Reversible;None;Other;Not known;Unset
|  | PC620 | Korrosioonikaitse |  | Corrosion treatment | determines corrosion treatment for metal components; this property is provided if the requirement needs to be expressed (a) independently of a material specification and (b) as a mere requirements statement rather than a workshop design/ processing feature | IFC |  | CorrosionTreatment |  | Painted;Epoxy coated;Galvanised;Stainless;None;Not defined
|  | PC625 | Komponentide arv |  | Count | total count of items | IFC |  | Count
|  | PC630 | Arv "n" (ISO 2553) |  | Count "n" (ISO 2553) | count n according to ISO 2553, weld dimension, depends on weld type, n - number of weld elements, n - number of welds, n - number of studs | EN ISO 2553:2019 |  | n
|  | PC645 | Kate |  | Cover | label to indicate the material or finish of the surface | ETIM |  |  | EF000055
|  | PC655 | Katte materjal |  | Cover material | material from which the cover or grating is constructed | IFC |  | CoverMaterial
|  | PC750 | Pragulisus |  | Cracking | technical parameter for cracking, defined as weighted sum of different types and dimensions (area, linear, numbers) of cracking in reference or the investigated area | CWA 17089:2016;COST action 354
|  | PC760 | Elektrooniline kulumiskindlus (akna- ja uksetarvikud) |  | Credential security | credentrial security;electrical wear resistance | EN 15684:2020 |  |  | EF013161 | Grade 0;Grade 1;Grade 2;Grade 3;Grade 4;Grade 5;Grade 6
|  | PC770 | Purustatud või murunenud terade ja täielikult ümardunud terade kategooria |  | Crushed/broken surface-based particles content category | crushed/broken surface-based particles content | EN 933-5:2007
|  | PC880 | Kõvenemise aeg |  | Curing time | curing time | ETIM | min |  | EF016159
|  | PC900 | Kõvera kuju |  | Curve shape | shape according to CurveShapeEnum | IFC |  | CurveShape |  | Internal;External
| PD |  | Omadused, mis algavad tähega "D" (veeru "G" järgi) |  | Properties that start with letter "D" | terms (property names) are based on a given reference | CCI-EE
|  | PD150 | Toimivusdeklaratsioon |  | Declaration of performance | provides information on the performance of a product | European Commission
|  | PD180 | Defektid |  | Defects | to record any defects found | NATSPEC BIM
|  | PD210 | Tarne tüüp |  | Delivery type | determines how the accessory will be delivered to the site | IFC |  | DeliveryType |  | Cast in place;Welded to structure;Loose;Attached for delivery;Precast;Not defined
|  | PD230 | Disainkiirus |  | Design speed | speed selected in designing a new road or in modernizing, strengthening or rehabilitating an existing road section, to determine the various geometric design features of the carriageway that allow a car to travel safely at that speed, under normal road surface and weather conditions | IFC |  | DesignSpeed
|  | PD250 | Seadmerühm (94/9/EC) |  | Device group (94/9/EC) | device group (94/9/EC) | 94/9/EC |  |  | EF001645 | I;II
|  | PD260 | Sildumisseadme tüüp |  | Device type | mooring device type | IFC |  | DeviceType |  | Thead;Single butt;Double butt;Horn;Kidney;Pillar;Cleat;Ring
|  | PD350 | Digitaalne suurendus |  | Digital zoom | Digital zoom | ETIM |  |  | EF000812
|  | PD370 | Mõõtmete muutumise koefitsient |  | Dimensional change coefficient | weighted dimensional change coefficient, relative to 1% change in moisture content | IFC |  | DimensionalChangeCoefficient
|  | PD400 | Edastamise tüüp |  | Discharge type | defines the type of connection at the fan discharge | IFC |  | DischargeType |  | Duct;Screen;Louver;Damper;Other;Not known;Unset
|  | PD430 | Nõudepesumasina tüüp |  | Dishwasher type | type of dishwasher | IFC |  | DishwasherType |  | Pot washer;Tray washer;Dish washer;Bottle washer;Cutlery washer;Other;Unknown;Unset
|  | PD460 | Ekraani eraldusvõime (horisontaalne) |  | Display resolution (horizontal) | display resolution (horizontal) | ETIM | px |  | EF012561
|  | PD465 | Ekraani eraldusvõime (vertikaalne) |  | Display resolution (vertical) | display resolution (vertical) | ETIM | px |  | EF012562
|  | PD470 | Ekraani tüüp |  | Display type | indicates the type of display | IFC |  | DisplayType |  | CRT;DLP;LCD;LED;Plasma;Other;Not known;Unset
|  | PD550 | Ukse sulgur (EN 1154) |  | Door closer (EN 1154) | defines the type of door closer; according to standard 6-digit number that denotes various aspects | EN 1154:1996 |  |  |  | ######
|  | PD550 | Ukse sulgur (EN 1155) |  | Door closer (EN 1155) | defines the type of door closer; according to standard 6-digit number that denotes various aspects | EN 1155:1999 |  |  |  | ######
|  | PD550 | Ukse sulgur (EN 1158) |  | Door closer (EN 1158) | defines the type of door closer; according to standard 6-digit number that denotes various aspects | EN 1158:1999 |  |  |  | ######
|  | PD580 | Ukse leng |  | Door frame | defines the type of door frame | CCI-EE
|  | PD595 | Ukse mass (akna- ja uksetarvikud, EN 1527) |  | Door mass (building hardware, EN 1527) | door mass (building hardware, EN 1527) | EN 1527:2019 |  |  | EF013205 | Grade 1;Grade 2;Grade 3
|  | PD610 | Ukse lävepakk |  | Door threshold | defines the type of door threshold | CCI-EE
|  | PD640 | Eelnevad liidestused |  | Downstream connections | names of downstream connected equipment and spaces (comma-separated), if not otherwise represented | IFC |  | DownstreamConnections
|  | PD750 | Ajami ühenduse tüüp |  | Drive connection type | the way the pump drive mechanism is connected to the pump | IFC |  | DriveConnectionType |  | Direct drive;Belt drive;Coupling;Other;Not known;Unset
|  | PD780 | Ajami tüüp |  | Drive type | mechanical property indicating type of drive | CCI-EE |  |  |  | Manual;Mechanical
|  | PD870 | Kanali hermeetik |  | Duct sealant | type of sealant used on the duct and fittings | IFC |  | DuctSealant
|  | PD880 | Vastupidavus (akna- ja uksetarvikud) |  | Durability (building hardware) | durability (building hardware) | EN 15684:2020 |  |  | EF013158 | Grade 4;Grade 5;Grade 6
|  | PD885 | Vastupidavusklass (puit) |  | Durability class (wood) | durability class (wood) | EN 350:2016 |  |  | EF013882 | Class 1;Class 2;Class 3;Class 4;Other
|  | PD900 | Vastupidavuse hinnang |  | Durability rating | durability against mechanical stress (ex doors) | IFC |  | DurabilityRating
|  | PD910 | Funktsionaalsuse kestus (akna- ja uksetarvikud, EN 1527) |  | Duration of functionality; durability (building hardware, EN 1527) | duration of functionality; durability (building hardware, EN 1527) | EN 1527:2019 |  |  | EF013204 | Grade 1;Grade 2;Grade 3;Grade 4;Grade 5;Grade 6;Other
|  | PD930 | Tolmu kategooria (EN 60335-2-69) |  | Dust category (EN 60335-2-69) | dust category (EN 60335-2-69) | EN 60335-2-69:2012 |  |  | EF012148 | L;M;H
|  | PD960 | Dünaamiline ulatus (EN 1434, qp:qi), soojusarvestid |  | Dynamic range (EN 1434, qp:qi), thermal energy meters | dynamic range (EN 1434, qp:qi), thermal energy meters | EN 1434-5:2015 |  |  | EF016364 | 25:1;50:1;100:1;250:1
| PE |  | Omadused, mis algavad tähega "E" (veeru "G" järgi) |  | Properties that start with letter "E" | terms (property names) are based on a given reference | CCI-EE
|  | PE300 | EIFS aluskiht |  | EIFS base coat | material that forms the base coat in an EIFS system | NATSPEC Spec
|  | PE320 | EIFS põhimaterjal |  | EIFS core material | material that forms the core material in an EIFS system | NATSPEC Spec
|  | PE400 | Elektrilise ajami tüüp |  | Electric actuator type | enumeration that identifies electric actuator as defined by its operational principle | IFC |  | ElectricActuatorType |  | Motor drive;Magnetic;Other;Not known;Unset
|  | PE420 | Elektripliidi tüüp |  | Electric cooker type | type of electric cooker | IFC |  | ElectricCookerType |  | Steam cooker;Deep fryer;Stove;Oven;Tilting frying pan;Cooking kettle;Other;Unknown;Unset
|  | PE440 | Elementide rakendus |  | Element application | indicates the application of an element | IFC |  | Application | EF000041
|  | PE460 | Elementide paigutus |  | Element arrangement | defines the element arrangement | IFC |  | Arrangement
|  | PE560 | Mahuti lõpusektsiooni tüüp |  | End shape type | defines the types of end shapes that can be used for preformed tanks; the convention for reading these enumerated values is that for a vertical cylinder, the first value is the base and the second is the top; for a horizontal cylinder, the order of reading should be left to right; for a speherical tank, the value UNSET should be used | IFC |  | EndShapeType |  | Concave complex;Flat convex;Convex convex;Concave Flat;Flat flat;Other;Not known;Unset
|  | PE750 | EPSi tüüp (EN 13163) |  | EPS type (EN 13163) | EPS type (EN 13163) | EN 13163:2012 |  |  | EF013614 | 30;50;60;70;80;90;100;120;150;200;250;300;350;400;500;Other
|  | PE920 | Objekti ulatus |  | Extend to structure | indicates whether the object extend to the structure above (=True) or not (=False) | IFC |  | ExtendToStructure |  | True;False
|  | PE940 | Välisviimistlus |  | Exterior finish | surface property from the exterior side | NATSPEC BIM
| PF |  | Omadused, mis algavad tähega "F" (veeru "G" järgi) |  | Properties that start with letter "F" | terms (property names) are based on a given reference | CCI-EE
|  | PF050 | Valmistamise järjekorranumber |  | Fabrication sequence number | number assigned to the assembly by factory | BIM Forum
|  | PF070 | Plafooni tüüp |  | Face type | identifies how the terminal face of an AirTerminal is constructed | IFC |  | FaceType |  | Fourway pattern;Single deflection;Double deflection;Sight proof;Egg crate;Perforated;Louvered;Other;Not known;Unset
|  | PF080 | Rikkeasend |  | Fail position | usage property that indicates the effect of a fault | IFC |  | FailPosition |  | Fail open;Fail closed;Other;Not known;Unset
|  | PF090 | Ventilaatori kinnitusviis |  | Fan mounting type | defines the method of mounting the fan in the building | IFC |  | FanMountingType |  | Manufactured curb;Field erected curb;Concrete pad;Suspended;Wall mounted;Duct mounted;Other;Not known;Unset
|  | PF100 | Kiirmälumaht/ROM |  | Fast memory capacity/ROM | fast memory capacity/rom | ETIM | GB |  | EF002031
|  | PF110 | Segisti funktsioon |  | Faucet function | defines the operating temperature of a faucet that may be specified | IFC |  | FaucetFunction |  | Cold;Hot;Mixed;Other;Not known;Unset
|  | PF130 | Segisti opereerimise tüüp |  | Faucet operation | defines the range of ways in which a faucet can be operated that may be specified | IFC |  | FaucetOperation |  | Ceramic disc;Lever handle;Nonconcussive self closing;Quarter turn;Quick action;Screw down;Self closing;Timed self closing;Other;Not known;Unset
|  | PF150 | Segisti tüüp |  | Faucet type | defines the range of faucet types that may be specified | IFC |  | FaucetType |  | Bib;Globe;Diverter;Divided flow combination;Pillar;Single outlet combination;Spray;Spray mixing;Other;Not known;Unset
|  | PF250 | Omadused |  | Features | primary features or important characteristics of the product | COBie
|  | PF270 | Venderi tüüp |  | Fender type | the type of fender | IFC |  | FenderType |  | Arch;Cell;Cone;Cylinder;Pneumatic
|  | PF350 | Täitematerjal |  | Filling material | filling material or 'NOT FILLED' or 'Unknown' (boreholeML) | IFC |  | FillingMaterial
|  | PF370 | Lainelise soojusvaheti tüüp |  | Fin corrugated type | description of a fin corrugated type | IFC |  | FinCorrugatedType
|  | PF375 | Peenosiste sisaldus |  | Fines content | the percentage of particles which pass the 0.063 mm sieve (fines) determined in accordance with EN 933-1 shall not exceed the values as defined by selected category | EN 933-1:2012;EN 13285:2018 |  |  |  | UF 3;UF 5;UF 7;UF 9;UF 12; UF 15; UF (declared); UF NR
|  | PF390 | Viimistlus |  | Finish | finish selection for this object; here specification of the surface finish for informational purposes | IFC |  | Finish
|  | PF410 | Viimistluse värv |  | Finish color | the finish color for the air terminal | IFC |  | FinishColor
|  | PF430 | Viimistluse tüüp |  | Finish type | the type of finish for the air terminal | IFC |  | FinishType |  | Annodized;Painted;None;Other;Not known;Unset
|  | PF450 | Viimistlusaste |  | Finishing | the finishing applied to system furniture elements of this type e.g. walnut, fabric | IFC |  | Finishing
|  | PF470 | Püsivara versioon |  | Firmware version | indicates version of device firmware according to device manufacturer | IFC |  | FirmwareVersion
|  | PF530 | Plaatsustegur |  | Flakiness indeks | aggregate property which is the percentage by weight of particles whose least dimension (thickness) is less than 0.6 times their mean dimension | EN 933-3:2012
|  | PF540 | Painduv |  | Flexible | flexible component or not | ETIM |  |  | EF000083
|  | PF550 | Põrandakate |  | Floor covering | label to indicate the material or finish of the space flooring; the label is used for room book information and often displayed in room stamp; the material information is provided in absence of an IfcCovering (type=Flooring) object with own shape representation and material assignment; in case of inconsistency the material assigned to IfcCovering elements takes precedence | IFC |  | FloorCovering
|  | PF570 | Voolamise juhtimise tüüp |  | Flow control type | type of flow control element that may be included as a part of the construction of the air terminal | IFC |  | FlowControlType |  | Damper;Bellows;None;Other;Not known;Unset
|  | PF580 | Vooluanduri täpsusklass (EN 1434) |  | Flow sensor accuracy class (EN 1434) | flow sensor accuracy class (EN 1434) | EN 1434-5:2015 |  |  | EF016363 | Class 1;Class 2;Class 3
|  | PF590 | Loputustüüp |  | Flush type | the property enumeration Pset_FlushTypeEnum defines the types of flushing mechanism that may be specified for cisterns and sanitary terminals | IFC |  | FlushType |  | Lever;Pull;Push;Sensor;Other;Not known;Unset
|  | PF600 | Loputusaeg |  | Flushing time | flushing time | ETIM | s |  | EF025099
|  | PF635 | Piimakeermega ühendamiseks (DIN 405) DN |  | For dairy thread connection (DIN 405) DN | for dairy thread connection (DIN 405) DN | DIN 405 |  |  | EF023748
|  | PF650 | Raketis |  | Formwork | structural property indicating type of shape | CoClass
|  | PF660 | Vundamendi materjal |  | Foundation material | foundation material | CCI-EE
|  | PF670 | Kraani tüüp |  | Fountain type | selection of the type of fountain from the enumerated list of types | IFC |  | FountainType |  | Drinking water;Eyewash;Other;Not known;Unset
|  | PF800 | Lagunemise aste |  | Fragility rating | indication on the fragility of the covering (e.g., under fire conditions); it is given according to the national building code that might provide a classification for fragility | IFC |  | FragilityRating
|  | PF820 | Raami materjal |  | Frame material | filter frame material | IFC |  | FrameMaterial
|  | PF840 | Raami suurus |  | Frame size | designation of the frame size according to the named range of frame sizes designated at the place of use or according to a given standard | IFC |  | FrameSize
|  | PF860 | Raami tüüp |  | Frame type | the type of frame used by the damper (e.g., Standard, Single Flange, Single Reversed Flange, Double Flange, etc.) | IFC |  | FrameType
|  |  | Vaba läbikäik |  | Free passage | free passage | ETIM | % |  | EF020314
|  | PF870 | Karkassi tüüp |  | Framing type | framing type/description (e.g. used for wood framing) | CCI-EE
|  |  | Külmakindlus (müürikivid) |  | Freeze/thaw resistance (masonry units) | freeze/thaw resistance (masonry units) | EN 772-22:2018 |  |  | EF010130 | F0 (not frost-resistant);F1 (moderately frost resistant);F2 (frost-resistant);F2 (frost-class D);Other
|  | PF900 | Mööblipaneeli tüüp |  | Furniture panel type | available panel types from which that required may be selected | IFC |  | FurniturePanelType |  | Acoustical;Glazed;Horz seg;Monolithic;Open;Ends;Door;Screen;Other;Not known;Unset
| PG |  | Omadused, mis algavad tähega "G" (veeru "G" järgi) |  | Properties that start with letter "G" | terms (property names) are based on a given reference | CCI-EE
|  | PG250 | Klaasi värv |  | Glass color | color (tint) selection for this glazing; it is given for information purposes only | IFC |  | GlassColor
|  | PG270 | Klaasikihtide arv |  | Glass layers | number of glass layers within the frame; e.g. "2" for double glazing | IFC |  | GlassLayers
|  | PG290 | Globaalne kupongi number |  | Global coupon number (GCN) | identify digital coupons – a ticket, document or electronic presentation that can be exchanged for a financial discount or for loyalty points when making a purchase | GS1
|  | PG310 | Globaalne dokumenditüübi ID |  | Global document type identifier (GDTI) | can be used by companies to identify documents, including the class or type of each document | GS1
|  | PG330 | Saadetise globaalne identifitseerimisnumber |  | Global identification number for consignment (GINC) | used by companies to identify a consignment comprised of one or more logistic units that are intended to be transported together | GS1
|  | PG350 | Globaalne vara identifikaator |  | Global individual asset identifier (GIAI) | to uniquely identify and manage that asset; this could be a computer, desk, vehicle, piece of transport equipment, or spare part, as just a few examples | GS1
|  | PG370 | Globaalne asukoha number |  | Global location number (GLN) | used by companies to identify their locations, giving them complete flexibility to identify any type or level of location required | GS1
|  | PG390 | Globaalne mudelinumber |  | Global model number (GMN) | enables users to uniquely identify the product model through the entire life cycle of the product: design - production – procurement – use – maintenance - disposal | GS1
|  | PG410 | Tagastatava vara ID |  | Global returnable asset identifier (GRAI) | for the management of reusable transport items, transport equipment, and tools and can identify these returnable assets by type and if needed also individually for tracking and sorting purposes | GS1
|  | PG430 | Globaalne teeninduslepingu number |  | Global service relation number (GSRN) | used by services organisations to identify their relationships with individual service providers | GS1
|  | PG450 | Globaalne saadetise identifitseerimisnumber |  | Global shipment identification number (GSIN) | number assigned by a seller and shipper of goods to identify a shipment comprised of one or more logistic units that are intended to be delivered together | GS1
|  | PG470 | GTIN |  | Global trade item number (GTIN) | is an identifier for trade items developed by GS1 (GTIN) | GS1 |  | GlobalTradeItemNumber
|  | PG560 | Toote standardklass |  | Grade | standard grading(s) to which the product corresponds | COBie
|  | PG570 | Hindamisreeglid (saematerjal) |  | Grading rules (sawn timber) | grading rules (sawn timber) | EN 1611-1:2001 |  |  | EF011550 | G2-0;G2-1;G2-2;G2-3;G2-4;G4-0;G4-1;G4-2;G4-3;G4-4
|  | PG580 | Grafiidi puhtus |  | Graphite purity | graphite purity | ETIM | % |  | EF022945
|  | PG590 | Grupi kood |  | Group code | e.g. panels, worksurfaces, storage, etc. | IFC |  | GroupCode
|  | PG700 | GTIN kontrollarv |  | GTIN check digit | the final digit calculated from the preceding digits of the GTIN; this digit is used to check that the data has been correctly compose | GS1
|  | PG720 | GTIN ettevõtte eesliide |  | GTIN company prefix | A globally unique number licensed to a company by a GS1 Member organization to serve as the foundation for generating GS1 Identification Keys (e.g., GTINs); GS1 Company Prefixes are assigned in varying lengths depending on the company’s needs; for GTIN-12, a U.P.C. Company Prefix is used in place of the GS1 Company Prefix | GS1
|  | PG740 | GTIN indicator |  | GTIN indicator | a number from 1-8 used in to identify packaging levels to define the packaging hierarchy of a product; indicator digit 9 is used exclusively with variable measure products; indicator digits are only used in GTIN-14 | GS1
|  | PG760 | GTIN toote referents |  | GTIN item reference | a number, containing no logic, assigned by the user to identify a trade item; varies in length based on GS1 Company Prefix length | GS1
|  | PG780 | GTIN tase |  | GTIN structure level | defines the structure of GTIN | GS1 |  |  |  | GTIN-8;GTIN-12;GTIN-13;GTIN-14
|  | PG850 | Kaevu tüüp |  | Gully type | identifies the predefined types of gully from which the type required may be set | IFC |  | GullyType |  | Vertical;Backinlet;Other;Unknown;Unset
| PH |  | Omadused, mis algavad tähega "H" (veeru "G" järgi) |  | Properties that start with letter "H" | terms (property names) are based on a given reference | CCI-EE
|  | PH030 | Käepideme tüüp |  | Handle type | handle type/description
|  | PH050 | Antistaatilise pinnaga |  | Has anti static surface | surface that reduces, dampens, or otherwise inhibits electrostatic discharge | IFC |  | HasAntiStaticSurface |  | True;False
|  | PH070 | Kattega |  | Has coating | (=True) if the fin has a coating, (=False) if it does not | IFC |  | HasCoating |  | True;False
|  | PH090 | Kaablikanali kate |  | Has cover | indication of whether the cable tray has a cover (=True) or not (=False); by default, this value should be set to False | IFC |  | HasCover |  | True;False
|  | PH100 | Ajamiga |  | Has drive | indication whether this object has an automatic drive to operate it | IFC |  | HasDrive |  | True;False
|  | PH110 | Ligipääs lihtsamale opereerimisele |  | Has ease of operation | the property of accessibility to building facilities which defines the availability of ease of operation of switches, control systems, information systems to enable the access to building services for people with additional needs | EN 16309:2014 |  |  |  | True;False
|  | PH120 | Väline isolatsioon |  | Has exterior insulation | (=True) if the silencer has exterior insulation, (=False) if it does not | IFC |  | HasExteriorInsulation |  | True;False
|  | PH140 | Käsipuude olemasolu |  | Has handrails | the property of accessibility to building facilities which defines the availability of handrails to enable the ease of movement for people with additional needs | EN 16309:2014 |  |  |  | True;False
|  | PH150 | Voolikuühendus |  | Has hose union | indicates whether the gas tap is fitted with a hose union connection (=True) or not (=False) | IFC |  | HasHoseUnion |  | True;False
|  | PH170 | Redeli olemasolu |  | Has ladder | indication of whether the tank is provided with a ladder (=True) for access to the top; if no ladder is provided then value is set (=False) | IFC |  | HasLadder |  | True;False
|  | PH180 | Sisemine isolatsioon |  | Has liner | (=True) if the fitting has interior duct insulating lining, (=False) if it does not | IFC |  | HasLiner |  | True;False
|  | PH200 | Libisemiskindel pind |  | Has non skid surface | special treatment to increase the coefficient of friction and reduce the probability of footwear or vehicle tires sliding along a smooth wet surface | IFC |  | HasNonSkidSurface |  | True;False
|  | PH220 | Avatav |  | Has opening | indicates whether the panel has an opening (=True) or not (=False) | IFC |  | HasOpening |  | True;False
|  | PH240 | Väline aknalaud |  | Has sill external | indication whether the window opening has an external sill (=True) or not (=False) | IFC |  | HasSillExternal |  | True;False
|  | PH250 | Sisemine aknalaud |  | Has sill internal | indication whether the window opening has an internal sill (=True) or not (=False) | IFC |  | HasSillInternal |  | True;False
|  | PH260 | Astmete olemasolu |  | Has steps | indicates whether the chamber has steps (=True) or not (=False) | IFC |  | HasSteps |  | True;False
|  | PH270 | Äravool sõelaga |  | Has strainer | indicates whether the gully trap has a strainer (=True) or not (=False) | IFC |  | HasStrainer |  | True;False
|  | PH290 | Kogumismahutiga |  | Has tray | indicates whether the shower has a separate receptacle that catches the water in a shower and directs it to a waste outlet | IFC |  | HasTray |  | True;False
|  | PH310 | Turbulaatoriga |  | Has turbulator | (=True) if the tube has a turbulator, (=False) if it does not | IFC |  | HasTurbulator |  | True;False
|  | PH330 | Visuaalse indikaatoriga |  | Has visual indicator | indication of whether the tank is provided with a visual indicator (=True) that shows the water level in the tank; if no visual indicator is provided then value is set (=False) | IFC |  | HasVisualIndicator |  | True;False
|  | PH345 | Pea kuju (DIN 8032) |  | Head form according to DIN 8032 | head form according to DIN 8032 | DIN 8032 |  |  | EFDE0017 | ZYA;ZYA-S;WRC;KUD;TRE;RBF;SPG;FLA;KSJ;KSK;KEL;SKM;WKN;Other
|  | PH350 | Poldipea tüüp |  | Head shape | shape or form of the component | IFC |  | HeadShape
|  | PH400 | Soojustagasti tüüp |  | Heat exchanger type | heat exchanger type | CCI-EE
|  | PH415 | Soojenemisaeg temperatuurivahemikus 10 °C – 65 °C |  | Heat-up time from 10 °C to 65 °C | heat-up time from 10 °C to 65 °C | ETIM | min |  | EF020352
|  | PH450 | Õõnespaneelide otsade viimistlus |  | Hollow core plugging | a descriptive label for how the hollow core ends are treated: they may be left open, closed with a plug, or sealed with cast concrete; values would be, for example: 'Unplugged', 'Plugged', 'SealedWithConcrete'; this property applies to hollow core slabs only | IFC |  | HollowCorePlugging
|  | PH475 | Horisontaalne vaateväli |  | Horizontal field of view | horizontal field of view (e.g. cameras) | ETIM | ° |  | EF012227
|  | PH930 | Hüdraulilise sideaine tüüp |  | Hydraulic road binder type | hydraulic binder when mixed with water, hardens both in the air and under water and remains solid, even under water | EN 13282-1:2013;EN 197-1, EVS 925
|  | PH945 | Orgaanilise sideaine kogus |  | Hydrocarbon binder content | generic term for an adhesive material containing bitumen, or tar, or both bitumen and tar | EN 12597:2014
| PJ |  | Omadused, mis algavad tähega "I"/"J" (veeru "G" järgi) |  | Properties that start with letter "I"/"J" | terms (property names) are based on a given reference | CCI-EE
|  | PJ170 | Märgistuse liik |  | Imprint | imprint type | ETIM |  |  | EF000131
|  | PJ200 | Esialgne hõõrdumine (akna- ja uksetarvikud) |  | Initial friction (building hardware) | initial friction (building hardware) | EN 1527:2019 |  |  | EF013211 | Grade 1;Grade 2;Grade 3;Other
|  | PJ210 | Sisselaske ühendustüüp |  | Inlet pattern type | identifies the pattern of inlet connections to a trap | IFC |  | InletPatternType |  | None;1;2;3;4;12;13;14;23;24;34;123;124;134;234;1234
|  | PJ215 | Paigaldamise meetod |  | Installation | production property that specifies a method for installation, assembly, assembly and similar work | CoClass
|  | PJ220 | Isolatsiooni tüüp |  | Insulation | insulation type | ETIM |  |  | EF000155
|  | PJ230 | Integreeritud valgustuse tüüp |  | Integrated lighting type | integrated lighting in cooled beam | IFC |  | IntegratedLightingType |  | None;Direct;Indirect;Direct and indirect;Other;Not known;Unset
|  | PJ240 | Siseviimistlus |  | Interior finish | surface property from the interior side | NATSPEC BIM
|  | PJ250 | Katkendlik keevisõmblus |  | Intermittent | if fillet weld, intermittent or not | IFC |  | Intermittent |  | True;False
|  | PJ280 | Parkimisala vahekäik |  | Is aisle | indicates that this parking zone is for accessing the parking units, i.e. an aisle (=True) and not a parking unit itself (=False) | IFC |  | IsAisle |  | True;False
|  | PJ300 | Sisseehitatud |  | Is built in | indicates whether the furniture type is intended to be 'built in' i.e. physically attached to a building or facility | IFC |  | IsBuiltIn |  | True;False
|  | PJ310 | Töödeldud klaasi pind |  | Is coated | indication whether the glass is coated with a material (=True) or not (=False) | IFC |  | IsCoated |  | True;False
|  | PJ315 | Väliskeskkonnas kasutatav |  | Is external | indication whether the element is designed for use in the exterior (ex outside of the building) | IFC |  | IsExternal |  | True;False
|  | PJ320 | FOB rakendatavus |  | Is FOB | Indication of whether contents of the purchase order are delivered 'Free on Board' (FOB) (= True) or not (= False); FOB is a shipping term which indicates that the supplier pays the shipping costs (and usually also the insurance costs) from the point of manufacture to a specified destination, at which point the buyer takes responsibility | IFC |  | IsFOB |  | True;False
|  | PJ330 | Põrandatrapp reoveele |  | Is for sullage water | indicates if the purpose of the floor trap is to receive sullage water, or if that is amongst its purposes (=True), or not (=False) | IFC |  | IsForSullageWater |  | True;False
|  | PJ340 | Riputatav |  | Is free hanging | is it free hanging type (not mounted in a false ceiling) | IFC |  | IsFreeHanging |  | True;False
|  | PJ350 | Kaitsva korpusega |  | Is guarded | indication of whether the motor enclosure is guarded (=True) or not (=False) | IFC |  | IsGuarded |  | True;False
|  | PJ360 | Lamineeritud klaas |  | Is laminated | indication whether the glass is layered with other materials (=True) or not (=False) | IFC |  | IsLaminated |  | True;False
|  | PJ370 | Niiskuskindel |  | Is moisture-proof | indicates if an element or it's surface should be moisture-proof | CCI-EE |  |  |  | True;False
|  | PJ380 | Liigutatav |  | Is moveable | true if element is moveable | IFC |  | IsMoveable |  | True;False
|  | PJ400 | Parkimise vaheala ühesuunalisus |  | Is one way | indicates whether the parking aisle is designed for oneway traffic (=True) or twoway traffic (=False); should only be provided if the property IsAisle is set to (=True) | IFC |  | IsOneWay |  | True;False
|  | PJ420 | Väliskeskkonnas |  | Is outdoors | indicates if camera is designed to be used outdoors | IFC |  | IsOutdoors | EF003686 | True;False
|  | PJ440 | Väljavaate olemasolu (ruumist) |  | Is outlook desirable | an indication of whether the outlook is desirable (=True) or not (=False) | IFC |  | IsOutlookDesirable |  | True;False
|  | PJ450 | Perforeeritud avad |  | Is perforated | perforated or not | ETIM |  |  | EF000115 | True;False
|  | PJ460 | Madalapõhjaline |  | Is shallow | indicates whether the chamber has been designed as being shallow (=True) or deep (=False) | IFC |  | IsShallow |  | True;False
|  | PJ480 | Ühesüsteemse loputusega |  | Is single flush | indicates whether the cistern is single flush (=True) (i.e. the same amount of water is used for each and every flush) or dual flush (=False) (i.e. the amount of water used for a flush may be selected by the user to be high or low depending on the waste material to be removed) | IFC |  | IsSingleFlush |  | True;False
|  | PJ500 | Karastatud |  | Is tempered | indication whether the glass is tempered (=True) or not (=False) | IFC |  | IsTempered |  | True;False
|  | PJ520 | Lõppelement |  | Is terminal | true if element is a terminal; see class Terminal | IFC |  | IsTerminal |  | True;False
|  | PJ540 | Pealmine kiht |  | Is topographic | is the stratum ever topmost and so a visible topographic feature | IFC |  | IsTopographic |  | True;False;Unknown
|  | PJ560 | Ülemineku element |  | Is transition | true if element is a transition; see class Transition | IFC |  | IsTransition |  | True;False
|  | PJ580 | Kasutuses |  | Is used | indicates whether the element is being used in a workstation (=True) or not (=False) | IFC |  | IsUsed |  | True;False
|  | PJ600 | Võrguga |  | Is wired | indication whether the glass includes a contained wire mesh to prevent break-in (=True) or not (=False) | IFC |  | IsWired |  | True;False
|  | PJ700 | Isoleeriv eesmärk |  | Isolating purpose | defines the purpose for which the isolating valve is used since the way in which the valve is identified as an isolating valve may be in the context of its use | IFC |  | IsolatingPurpose |  | Landing;Landing with pressure regulation;Other;Not known;Unset
|  | PJ750 | Liitmiku tüüp |  | Junction type | the type of junction; Tee = 3 ports, Cross = 4 ports | IFC |  | JunctionType |  | Tee;Cross;Other;Not known;Unset
| PK |  | Omadused, mis algavad tähega "K" (veeru "G" järgi) |  | Properties that start with letter "K" | terms (property names) are based on a given reference | CCI-EE
|  | PK200 | Võtme kuju |  | Key shape | if applicable, shape of the head's slot, e.g. 'Slot', 'Allen' | IFC |  | KeyShape
|  | PK225 | Klahvistiku tüüp |  | Keypad type | a list of the available types of keypad switch from which that required may be selected | IFC |  | KeypadType |  | Buttons;Touchscreen;Other;Not known;Unset
|  | PK600 | Krüptoon |  | Krypton | product contains fill-gas krypton | ETIM |  |  | EF002329 | True;False
| PL |  | Omadused, mis algavad tähega "L" (veeru "G" järgi) |  | Properties that start with letter "L" | terms (property names) are based on a given reference | CCI-EE
|  | PL050 | Redeli konfiguratsioon |  | Ladder configuration | description of the configuration of the ladder structure used | IFC |  | LadderConfiguration
|  | PL070 | Lambi hoidja |  | Lamp holder | type of the lamp holder | ETIM |  |  | EF000048
|  | PL090 | Lambi ühendus |  | Lamp socket | socket type of the lamp base | ETIM |  |  | EF004870 | E10;Other
|  | PL120 | Kestev funktsionaalsus (akna- ja uksetarvikud) |  | Lasting functionability (building hardware) | durability and load on latchbolt;lasting functionability (building hardware) | EN 14846:2008 |  |  | EF013471 | Grade A;Grade B;Grade C;Grade L;Grade M;Grade R;Grade S;Grade W;Grade X;Grade Y
|  | PL125 | Kestev funktsionaalsus ja kaldkeele koormus (akna- ja uksetarvikud) |  | Lasting functionability and load of latch (building hardware) | lasting functionability and load of latch (building hardware) | EN 12209:2016 |  |  | EF013005 | Grade A;Grade B;Grade C;Grade F;Grade G;Grade H;Grade L;Grade M;Grade R;Grade S;Grade W;Grade X
|  | PL140 | Kihtide arv |  | Layers | number of layers | IFC |  | Layers
|  | PL160 | Lamineerimise asetus |  | Layup | configuration of the lamination | IFC |  | Layup
|  | PL250 | Eluiga 20 °C juures |  | Lifespan at 20 °C | lifespan at 20 °C | ETIM | Year |  | EF011748
|  | PL300 | Valgustite kinnitustüüp |  | Light fixture mounting type | a list of the available types of mounting for light fixtures from which that required may be selected | IFC |  | LightFixtureMountingType |  | Cable spanned;Freestanding;Pole side;Pole top;Recessed;Surface;Suspended;Track mounted;Other;Not known;Unset
|  | PL320 | Valgustite paigutamise tüüp |  | Light fixture placing type | a list of the available types of placing specification for light fixtures from which that required may be selected | IFC |  | LightFixturePlacingType |  | Ceiling;Floor;Furniture;Pole;Wall;Other;Not known;Unset
|  | PL330 | Kasutuspiirangud |  | Limitations | limitations on usage | IFC |  | Limitations
|  | PL340 | Liini ID |  | Line identifier | reference ID relative to a design vessel in the project | IFC |  | LineIdentifier
|  | PL360 | Sildumisjoone tüüp |  | Line type | mooring line type | IFC |  | LineType
|  | PL380 | Vooderdis |  | Lining material | lining material or 'Not lined' or 'Unknown' (boreholeML) | IFC |  | LiningMaterial
|  | PL420 | Lubatud materjalide nimekiri |  | List of allowed materials | list of allowed materials | CCI-EE
|  | PL500 | Lukuraam |  | Lock case type | identifies the lock case type | CCI-EE
|  | PL520 | Lüüsi kambrite arv |  | Lock chamber levels | number of steps (chambers) in a lock line | IFC |  | LockChamberLevels
|  | PL540 | Lukukorpuse klass |  | Lock class | mechanical property indicating lock class | EN 12209:2016
|  | RL550 | Lüüsi klass |  | Lock grade | operational grading of the ship lock complex | IFC |  | LockGrade
|  | PL560 | Paralleelsete lüüside arv |  | Lock lines | number of parallel lock series | IFC |  | LockLines
|  | PL580 | Lüüsi lukustuse tüüp |  | Lock mode | type of lock system used | IFC |  | LockMode
|  | PL600 | Luku südamik |  | Locking cylinder | identifies the locking cylinder type | CCI-EE
|  | PL620 | Luku vasturaud |  | Locking plate | identifies the locking plate | CCI-EE
|  | PL640 | Lukustuse tüüp |  | Locking type | identifies the locking type | CCI-EE
|  | PL670 | Pikitasasus |  | Longitudinal evenness | evenness measured along the road longitudinal alignment | CWA 17089:2016;COST action 354
|  | PL680 | Pikisuunaline õmblus |  | Longitudinal seam | the type of seam to be used along the longitudinal axis of the duct segment | IFC |  | LongitudinalSeam
|  | PL720 | Los Angelese tegur (purunemistegur) |  | Los Angeles coefficient | percentage of the mass of the test portion passing the 1.6 mm sieve after completion of the test | EN 1097-2:2020
| PM |  | Omadused, mis algavad tähega "M" (veeru "G" järgi) |  | Properties that start with letter "M" | terms (property names) are based on a given reference | CCI-EE
|  | PM030 | Põhivärv |  | Main color | the main color of the furniture of this type | IFC |  | MainColor
|  | PM045 | Põhimälu |  | Main memory | main memory | ETIM | GB |  | EF012360
|  | PM060 | Manuaalselt kontrollitav |  | Manual override | usage property that indicates whether an object can be controlled manually | IFC |  | ManualOverride |  | True;False
|  | PM070 | Tootja |  | Manufacturer | the organization that manufactured and/or assembled the item; name of the manufacturer (or assembler) | COBie;IFC |  | Manufacturer
|  | PM071 | Tootja (alamkomponent 1) |  | Manufacturer (subcomponent 1) | the organization that manufactured the subcomponent 1 of main component (in terms of an assembly if it is usually modelled as one object, for example manhole (main component) + it's cover (subcomponent 1) | CCI-EE
|  | PM072 | Tootja (alamkomponent 2) |  | Manufacturer (subcomponent 2) | the organization that manufactured the subcomponent 2 of main component (in terms of an assembly if it is usually modelled as one object | CCI-EE
|  | PM073 | Tootja (alamkomponent 3) |  | Manufacturer (subcomponent 3) | the organization that manufactured the subcomponent 3 of main component (in terms of an assembly if it is usually modelled as one object | CCI-EE
|  | PM090 | Valmistamismeetod |  | Manufacturing method | production characteristic indicating method of manufacture | CoClass
|  | PM110 | Tootmise tolerantsi klass |  | Manufacturing tolerance class | classification designation of the manufacturing tolerances according to local standards | IFC |  | ManufacturingToleranceClass
|  | PM130 | Markeeringu grupp |  | Marking group | designation indicating brand group | CoClass
|  | PM145 | Materjal |  | Material | material | ETIM |  |  | EF002169 | Plastic;Metal;Glass;Wood;Stone;Other
|  | PM150 | Konduktori materjal |  | Material (conductor) | type of material from which the conductor is constructed | IFC |  | Material |  | Aluminium;Copper;Other;Not known;Unset
|  | PM155 | Vastuliugrõnga materjalikood (DIN 24960) |  | Material code for countersliding ring (DIN 24960) | material code for countersliding ring (DIN 24960) | DIN 24960 |  |  | EF022886 | A;B;C;D;E;F;G;K;M;N;P;R;S;T;U1;U2;U3;Q1;Q2;Q3;Q4;J;V;W;X;Y1;Y2;Z
|  | PM160 | Surverõnga materjalikood (DIN 24960) |  | Material code for pressure ring (DIN 24960) | material code for pressure ring according (DIN 24960) | DIN 24960 |  |  | EF022880 | D;E;F;G;M;N;T
|  | PM165 | Sekundaartihendi materjalikood (DIN 24960) |  | Material code for secondary seal (DIN 24960) | material code for secondary seal according (DIN 24960) | DIN 24960 |  |  | EF022873 | B;E;K;N;P;S;V;X;M;G;T;Y;U
|  | PM170 | Liugrõnga materjalikood (DIN 24960) |  | Material code for sliding ring (DIN 24960) | material code for sliding ring according (DIN 24960) | DIN 24960 |  |  | EF022818 | A;B;C;D;E;F;G;K;M;N;P;R;S;T;U1;U2;U3;Q1;Q2;Q3;Q4;J;V;W;X;Y1;Y2;Z
|  | PM175 | Vedru materjalikood (DIN 24960) |  | Material code for spring (DIN 24960) | material code for spring according (DIN 24960) | DIN 24960 |  |  | EF022876 | D;E;F;G;M;N;T
|  | PM185 | Materjali värv |  | Material colour | actual colour on the road marking material | IFC |  | MaterialColour
|  | PM190 | Põhiisolatsioon |  | Material core insulation | material core insulation | ETIM |  |  | EF000061
|  | PM200 | Soojusisolatsiooni materjal |  | Material of thermal insulation | material of thermal insulation | ETIM |  |  | EF002307
|  |  | Lehtterastoodete materjali kvaliteet (EN 10346) |  | Material quality (EN 10346) | material quality (EN 10346) | EN 10346:2015 |  |  | EF015269
|  | PM210 | Materjali alamtüüp |  | Material subtype | minor type/category/group of the material | CCS
|  | PM230 | Materjali tüüp |  | Material type | major type/category/group/class of the material | IFC |  | MaterialType
|  | PM240 | Suurim püsikiirus |  | Maximum constant speed | identifies the maximum constant speed over the kinematic path | IFC |  | MaximumConstantSpeed
|  | PM250 | Suurim sidumiste arv |  | Maximum line count | maximum number of lines that may be secured to the mooring device | IFC |  | MaximumLineCount
|  | PM255 | Suurim põhimälu maht |  | Maximum main memory | maximum main memory | ETIM | MB |  | EF003123
|  | PM260 | Suurim lugemiskiirus sekundis |  | Maximum reading rate per second | maximum reading rate per second | ETIM | MB |  | EF012357
|  | PM265 | Sulguri suurim suurus (akna- ja uksetarvikud, EN 1154) |  | Maximum size of closer (building hardware, EN 1154) | maximum size of closer (building hardware) | EN 1154:1996 |  |  | EF012829 | 1;2;3;4;5;6;7;Other
|  | PM270 | Sulguri suurim suurus (akna- ja uksetarvikud, EN 1155) |  | Maximum size of closer (building hardware, EN 1155) | maximum size of closer (building hardware) | EN 1155:1999 |  |  | EF012837 | 3;4;5;6;7;Other
|  | PM275 | Sulguri suurim suurus (akna- ja uksetarvikud, EN 1158) |  | Maximum size of closer (building hardware, EN 1158) | maximum size of closer according to EN 1158 | EN 1158:1999 |  |  | EF012871 | 3;4;5;6;7;Other
|  | PM280 | Andmesalvestuse suurim kestus |  | Maximum time data storage | maximum time data storage | ETIM | Month |  | EF011518
|  | PM285 | Suurim kirjutuskiirus sekundis |  | Maximum writing speed per second | maximum writing speed per second | ETIM | MB |  | EF012358
|  | PM320 | Mehaaniliselt juhitav |  | Mechanical operated | indication whether the element is operated mechanically | IFC |  | MechanicalOperated |  | True;False
|  | PM335 | Mehaaniline kulumiskindlus (akna- ja uksetarvikud) |  | Mechanical wear resistance | mechanical wear resistance according to EN 15684:2013 | EN 15684:2020 |  |  | EF013160 | Grade 0;Grade 1;Grade 2;Grade 3;Grade 4;Grade 5;Grade 6
|  | PM350 | Meediaallikas |  | Media source | indicates media sources and corresponding names of ports (IfcDistributionPort with flowDirection=SINK and PredefinedType=AUDIOVISUAL) or aggregated audio/video components (IfcAudioVisualAppliance) | IFC |  | MediaSource
|  | PM360 | Mälu maht |  | Memory capacity | memory capacity | ETIM | MB |  | EF002045
|  | PM365 | Mälu maht kõvakettal |  | Memory capacity hard disc | memory capacity hard disc | ETIM | GB |  | EF004682
|  | PM370 | Mälu maht ühel kõvakettal |  | Memory capacity per hard disc | memory capacity per hard disc | ETIM | TB |  | EF012595
|  | PM375 | Mälu maht |  | Memory size | memory size | ETIM | kByte |  | EF002997
|  | PM400 | Talitlusviis |  | Method of operation | method of operation used in a feature | ETIM |  |  | EF000006
|  | PM410 | Metoodika |  | Methodology | methodology used to prepare the contents of the geotechnical assembly | IFC |  | Methodology
|  | PM450 | Vähim pikisuunaline pingutusarmatuuri suhe |  | Minimum longitudinal tension reinforcement ratio | value according to used standard | CCI-EE
|  | PM455 | Konfigureerimistarkvara vähimalt nõutav põhimälu |  | Minimum required main memory for configuration software | minimum required main memory for configuration software | ETIM | MB |  | EF003182
|  | PM460 | Käitlussüsteemi vähimalt nõutav põhimälu |  | Minimum required main memory for runtime system | minimum required main memory for runtime system | ETIM | MB |  | EF003176
|  | PM465 | Vähimalt nõutav protsessori taktsagedus konfigureerimistarkvara jaoks |  | Minimum required processor speed for configuration software | minimum required processor speed for configuration software | ETIM | GHz |  | EF003181
|  | PM470 | Vähimalt nõutav protsessori taktsagedus talitusel |  | Minimum required processor speed for runtime system | minimum required processor speed for runtime system | ETIM | GHz |  | EF003175
|  | PM475 | Vähim nihkearmeerimissuhe |  | Minimum shear reinforcement ratio | value according to used standard | CCI-EE
|  | PM480 | Sulguri vähim suurus (akna- ja uksetarvikud, EN 1154) |  | Minimum size of closer (building hardware, EN 1154) | minimum size of closer (building hardware, EN 1154) | EN 1154:1996 |  |  | EF012828 | 1;2;3;4;5;6;7;Other
|  | PM485 | Sulguri vähim suurus (akna- ja uksetarvikud, EN 1155) |  | Minimum size of closer (building hardware, EN 1155) | minimum size of closer (building hardware, EN 1155) | EN 1155:1999 |  |  | EF012836 | 3;4;5;6;7;Other
|  | PM490 | Sulguri vähim suurus (akna- ja uksetarvikud, EN 1158) |  | Minimum size of closer (building hardware, EN 1158) | minimum size of closer (building hardware, EN 1158) | EN 1158:1999 |  |  | EF012870 | 3;4;5;6;7;Other
|  | PM510 | Segisti juhtimine |  | Mixer control | defines the form of control of the mixing valve | IFC |  | MixerControl |  | Manual;Predefined;Thermostatic;Other;Not known;Unset
|  | PM550 | Mudeli silt |  | Model label | the descriptive model name of the product model (or product line) as assigned by the manufacturer of the manufactured item | IFC |  | ModelLabel | EF000010
|  | PM570 | Mudeli tunnus |  | Model reference | the model number or designator of the product model (or product line) as assigned by the manufacturer of the manufactured item | COBie |  | ModelReference
|  | PM575 | Niiskuskindlus (termoplastsed puiduliimid) |  | Moisture resistance, durability class (thermoplastic wood adhesives) | Moisture resistance, durability class (thermoplastic wood adhesives) | EN 204:2016 |  |  | EF010567 | D1;D2;D3;D4;Other
|  | PM590 | Liistu materjal |  | Molding | label to indicate the material or construction of the molding around the space ceiling; the label is used for room book information; the material information is provided in absence of an IfcCovering (type=Molding) object with own shape representation and material assignment; in case of inconsistency the material assigned to IfcCovering elements takes precedence | IFC |  | Molding
|  | PM610 | Presslüliti tüüp |  | Momentary type | a list of the available types of momentary switch from which that required may be selected | IFC |  | MomentaryType |  | Button;Other;Unknown;Unset
|  | PM630 | Mootori ajami tüüp |  | Motor drive type | motor drive type | IFC |  | MotorDriveType |  | Direct drive;Belt drive;Coupling;Other;Not known;Unset
|  | PM650 | Mootori korpuse tüüp |  | Motor enclosure type | a list of the available types of motor enclosure from which that required may be selected | IFC |  | MotorEnclosureType |  | Open drip proof;Totally enclosed air over;Totally enclosed fan cooled;Totally enclosed nonventilated;Other;Unknown;Unset
|  | PM670 | Mootori asend |  | Motor position | defines the location of the motor relative to the air stream | IFC |  | MotorPosition |  | In air stream;Out of air stream;Other;Not known;Unset
|  | PM690 | Liikumisanduri tüüp |  | Movement sensing type | enumeration that identifies the type of movement sensing mechanism | IFC |  | MovementSensingType |  | Photo electric cell;Pressure pad;Other;Not known;Unset
| PN |  | Omadused, mis algavad tähega "N" (veeru "G" järgi) |  | Properties that start with letter "N" | terms (property names) are based on a given reference | CCI-EE
|  | PN300 | Pöörete nimiarv |  | Nominal number of revolutions | nominal number of revolutions | ETIM | Rpm |  | EF026282
|  | PN460 | Puudega inimese parkimiskohtade arv |  | Number of allocated car-parking w/additional needs | the property of accessibility to building facilities which defines the number of allocated car-parking for users with additional needs | EN 16309:2014
|  | PN500 | Labade arv |  | Number of blades | number of blades | IFC |  | NumberofBlades
|  | PN525 | Poldiaukude arv |  | Number of boltholes | number of boltholes in the flange | IFC |  | NumberOfBoltholes
|  | PN550 | Kambrite arv |  | Number of cells | number of cells in one cooling tower unit | IFC |  | NumberOfCells
|  | PN575 | Toolide arv |  | Number of chairs | maximum number of chairs that can fit with the table for normal use | IFC |  | NumberOfChairs
|  | PN600 | Vooluringide arv |  | Number of circuits | number of parallel circuits (in tube; in distribution board; etc.) | IFC |  | NumberOfCircuits
|  | PN625 | Kaablikanalite arv |  | Number of compartments | the number of separate internal compartments within the trunking | IFC |  | NumberOfCompartments | EF000388
|  | PN630 | Ühenduste arv |  | Number of connections | number of connections | ETIIM |  |  | EF000126
|  | PN650 | Summaarne soonte arv |  | Number of cores | number of cores | IFC |  | NumberOfCores | EF001792
|  | PN660 | Mahamineku/pealevõtu punktide arv |  | Number of dedicated drop-off/pick up points | the property of accessibility to building facilities which defines the dedicated drop-off and pick up points from the entrance for people with additional needs | EN 16309:2014
|  | PN675 | Lõõride arv |  | Number of drafts | number of the chimney drafts, continuous holes in the chimney through which the air passes, within the single chimney | IFC |  | NumberOfDrafts
|  | PN685 | Sisse-väljapääsusüsteemide arv |  | Number of entrance/exit systems | the property of accessibility to building facilities which defines the number of entrance/exit systems (electronically and/or mechanically operated) designed for access by those with additional needs | EN 16309:2014
|  | PN690 | Rampide arv (kõnnitee) |  | Number of kerb ramps | the property of accessibility to building facilities which defines the number of kerb ramps to the building entry to facilitate the setting-down of passengers close to the building | EN 16309:2014
|  | PN700 | Kihtide arv |  | Number of layers | number of ... layers within the frame | CCS
|  | PN725 | Paneelide arv |  | Number of panels | number of panels | IFC |  | NumberOfPanels
|  | PN750 | Plaatide arv |  | Number of plates | number of plates used by the plate heat exchanger | IFC |  | NumberOfPlates
|  | PN775 | Trepi tõusude arv |  | Number of riser | total number of the risers included in the stair | IFC |  | NumberOfRiser
|  | PN800 | Ridade arv |  | Number of rows | number of tube rows in the tube bundle assembly | IFC |  | NumberOfRows
|  | PN825 | Sektsioonide arv |  | Number of sections | number of vertical sections, measured in the direction of flow | IFC |  | NumberOfSections
|  | PN850 | Pesade arv |  | Number of slots | number of slots | IFC |  | NumberOfSlots
|  | PN875 | Korruste arv |  | Number of storeys | the number of storeys within a building; captured for those cases where the IfcBuildingStorey entity is not used; note that if IfcBuilingStorey is asserted and the number of storeys in a building can be determined from it, then this approach should be used in preference to setting a property for the number of storeys | IFC |  | NumberOfStoreys
|  | PN900 | Radade arv |  | Number of through lanes | the total number of through lanes on the segment; this excludes auxiliary lanes, parking and turning lanes, acceleration/deceleration lanes, toll collection lanes, shoulders etc. | IFC |  | NumberOfThroughLanes
|  | PN925 | Astmete arv |  | Number of treads | total number of treads included in the stair | IFC |  | NumberOfTreads
|  | PN950 | Mutri kuju |  | Nut shape | shape of the nut, e.g. 'Hexagon', 'Cap', 'Castle', 'Wing' | IFC |  | NutShape
|  | PN785 | Mutrite arv |  | Nuts count | count of nuts to be mounted on one bolt | IFC |  | NutsCount
|  | PN850 | NWPC puidusäilitusklass |  | NWPC wood preservation class | NWPC wood preservation class | EN 351-1:2007;EN 335:2013 |  |  | EF011601 | NTR/A;NTR/AB;NTR/B;NTR/M;Other
| PP |  | Omadused, mis algavad tähega "P" (veeru "G" järgi) |  | Properties that start with letter "P" | terms (property names) are based on a given reference | CCI-EE
|  | PP300 | Läbipaistmatus |  | Opacity | the measure of impenetrability to electromagnetic or other kinds of radiation, especially visible light | CCI-EE
|  | PP330 | Avanemise tüüp |  | Opening type | opening type/description (ex used with windows/doors) | CCI-EE
|  | PP340 | Optiline suurendus |  | Optical zoom | optical zoom | ETIM |  |  | EF000811
|  | PP350 | Tellimuse number |  | Order number | unique number assigned to a purchase order form | NATSPEC BIM
|  | PP470 | Väljundvõimsus (muusika) |  | Output power (music) | output power (music) | ETIM | W |  | EF000861
|  | PP520 | Pakendamise nõue |  | Packing care type | identifies the predefined types of care that may be required when handling the artefact during a move | IFC |  | PackingCareType |  | Fragile;Handle with care;Other;Not known;Unset
|  | PP525 | Värvipind |  | Paint surface | paint surface | ETIM | m²/m |  | EF025794
|  | PP530 | Ülevärvitav (temperatuuril 23 °C) |  | Paintable (at 23 °C, 50% R.H.) | paintable (at 23 °C, 50% R.H.) | ETIM | h |  | EF012784
|  | PP535 | Kaamera vaatenurkade sätted |  | Pan tilt zoom preset | indicates pan/tilt/zoom position presets | IFC |  | PanTiltZoomPreset
|  | PP540 | Geomeetria definitsioon |  | Parameter takes precedence | reflects whether the parameter given in the properties exactly defines the geometry (True), or whether the attached style shape take precedence (False), in the last case the parameters have only informative value | IFC |  | ParameterTakesPrecedence |  | True;False
|  | PP545 | Terastikuline koostis |  | Particle size distribution | particle size distribution according to standard | EN 933-1:2012
|  | PP550 | Mahuti tüüp |  | Pattern type | defines the types of pattern (or shape of a tank that may be specified) | IFC |  | PatternType |  | Horizontal cylinder;Vertical cylinder;Rectangular;Other;Not known;Unset
|  | PP555 | Katendikihi tasasus |  | Pavement coarse regularity | defined through a irregularity as a maximum variance of a surface from the measurement edge of the straightedge between two contact points of the straightedge when placed perpendicular to the surface | EN 13036-7:2003
|  | PP560 | Katendi tasasus |  | Pavement evenness | an assessment of the functional condition of the pavement surface indicated as an index according to the International Roughness Index (IRI) | IFC |  | PavementRoughness
|  | PP565 | Katendi tekstuur |  | Pavement texture | characterization of pavement texture by mean profile depth | EN ISO 13473-1:2019 |  | PavementTexture
|  | PP600 | Penetratsioon (bituumen) |  | Penetration | consistency, expressed as the distance in tenths of a millimetre that a standard needle will penetrate vertically into a sample of the material under specified conditions of temperature, load and loading duration | EN 1426:2015
|  | PP605 | Läbitavusklass (puit) |  | Penetration class (wood) | penetration class according to EN 351-1 | EN 351-1:2007 |  |  | EF014100 | NP1;NP2;NP3;NP4a;NP5;NP6
|  | PP610 | Pidev kasutus (akna- ja ukstarvikud, EN 1154) |  | Permanent operation (building hardware, EN 1154) | permanent operation (building hardware); number of test cycles passed (8 = 500 000 test cycles) | EN 1154:1996 |  |  | EF012827 | 8;Other
|  | PP615 | Pidev kasutus (akna- ja ukstarvikud, EN 1155) |  | Permanent operation (building hardware, EN 1155) | permanent operation (building hardware); number of test cycles | EN 1155:1999 |  |  | EF012835 | 5;8;Other
|  | PP620 | Pidev kasutus (akna- ja ukstarvikud, EN 1158) |  | Permanent operation (building hardware, EN 1158) | permanent operation according to EN 1158 | EN 1158:1999 |  |  | EF012869 | 5;8;Other
|  | PP660 | Pildi heledus |  | Picture brightness | picture brightness | ETIM |  |  | EF000849
|  | PP665 | Osa markeering |  | Piece mark | defines a unique piece for production purposes; all pieces with the same piece mark value are identical and interchangeable; the piece mark may be composed of sub-parts that have specific locally defined meaning (e.g. B-1A may denote a beam, of generic type ‘1’ and specific shape ‘A’) | IFC |  | PieceMark
|  | PP670 | Muuli ristlõike tüüp |  | Pier section type | whether the structure presents a solid/closed barrier to the passage of water or is open. | IFC |  | PierSectionType |  | Open;Closed
|  | PP675 | Toru seeria number (S) |  | Pipe series (S) | dimensionless number related to the nominal outside diameter and nominal wall thickness: S = (SDR-1)/2 | ISO 4065:2018
|  | PP725 | Salvestuskestus |  | Play time | play time | ETIM | min |  | EF000795
|  | PP730 | Meedia vahetusega |  | Player media eject | indicates whether the media can be ejected from the player (if physical media) | IFC |  | PlayerMediaEject |  | True;False
|  | PP735 | Meedia formaat |  | Player media format | indicates supported media formats | IFC |  | PlayerMediaFormat
|  | PP740 | Mängija tüüp |  | Player type | indicates the type of player | IFC |  | PlayerType |  | Audio;Video;Other;Not known;Unset
|  | PP745 | Materjali kihtide arv |  | Plies | number of plies | IFC |  | Plies
|  | PP780 | Posti materjal |  | Pole material | pole material | CCI-EE
|  | PP785 | Pordi number |  | Port number | the port index for logically ordering the port within the containing element or element type | IFC |  | PortNumber
|  | PP815 | Manomeetri tüüp |  | Pressure gauge type | identifies the means by which pressure is displayed | IFC |  | PressureGaugeType |  | Dial;Digital;Manometer;Other;Not known;Unset
|  | PP820 | Eelpingestatud armatuur |  | Prestressed reinforcement | any reinforcement to which prestress is applied by post tensioning or pretensioning | CCS |  |  |  | Cable;Line;Rod;Wire
|  | PP825 | Eelmise aasta (perioodi) standardvõimsus |  | Previous year's standard capacity | annual production standard capacity is the value of technical production, recognized as standard capacity for one or part of the year | EN 15341:2019
|  | PP830 | Armatuuri alumine kiht (peamine) |  | Primary bottom reinforcement | indicates if the the reinforcement is primary bottom or not | NATSPEC Spec |  |  |  | True;False
|  | PP835 | Peamine tootmise tüüp |  | Primary production type | primary type of ship production of the facility | IFC |  | PrimaryProductionType
|  | PP840 | Armatuuri ülemine kiht (peamine) |  | Primary top reinforcement | indicates if the the reinforcement is primary top or not | NATSPEC Spec |  |  |  | True;False
|  | PP845 | Peamine / sekundaarne |  | Primary/Secondary | structural property that specifies an object is primary or secondary in a system | CoClass |  |  |  | Primary;Secondary
|  | PP850 | Keevitusprotsessi viitenumber |  | Process | reference number of the welding process according to ISO 4063, an up to three digits long code | EN ISO 4063:2010 |  | Process
|  | PP855 | Töötlemise suutlikkus |  | Process capacity | the number of units that can be processed in the time defined in ProcessPerformance | IFC |  | ProcessCapacity
|  | PP860 | Töötlemise suund |  | Process direction | the direction of flow of the cargo within the process | IFC |  | ProcessDirection |  | Import;Export;Transfer
|  | PP865 | Töödeldav üksus |  | Process item | the type of cargo (and its measurement method) being modelled within a process | IFC |  | ProcessItem |  | TEU;CGT;Barrel;Tonne;Passenger;Vehicle
|  | PP870 | Keevitusprotsessi nimetus |  | Process name | name of the welding process; alternative to the numeric Process property | EN ISO 4063:2010, IFC |  | ProcessName
|  | PP875 | Protsessori taktsagedus |  | Processor clock rate | processor clock rate | ETIM | GHz |  | EF011957
|  | PP880 | Tootekataloog |  | Product catalogue | compilation of information about products | EN ISO 16757-1:2019
|  | PP885 | Tooteklass |  | Product class | designation indicating product class | GPC
|  | PP890 | Tootekirjeldus |  | Product description | a textual description of the products that require the work | IFC |  | ProductDescription
|  | PP895 | Tootegrupp |  | Product group | set of products described by common properties | EN ISO 16757-1:2019
|  | PP900 | Tooteindeks |  | Product index | compilation of references to all property values of a defined product, the product description, the product geometry, and the product article numbers | EN ISO 16757-1:2019
|  | PP905 | Toote number |  | Product number | product ID; part number; part ID; identification number of a product, based on an indentification system used by a particular organization | EN 62023:2012
|  | PP910 | Tooteseeria |  | Product series | types of products, defined by the manufacturer, which are commonly constructed and manufactured | EN ISO 16757-1:2019
|  | PP915 | Toote suuruse nimiväärtus |  | Product size denomination | designation indicating the manufacturer's size code | CoClass
|  | PP920 | Tootmispartii ID |  | Production lot ID | the manufacturer's production lot identifier | IFC |  | ProductionLotId
|  | PP925 | Standardse täiskoormusega puuvillapesuprogrammi kestus |  | Programme time of the standard cotton programme at full load | programme time of the standard cotton programme at full load | ETIM | min |  | EF012324
|  | PP930 | Standardse osakoormusega puuvillaprogrammi kestus |  | Programme time of the standard cotton programme at partial load | programme time of the standard cotton programme at partial load | ETIM | min |  | EF012326
|  | PP935 | Projektori tüüp |  | Projector type | indicates the type of projector | IFC |  | ProjectorType |  | Other;Not known;Unset
|  | PP940 | Määrdumiskindlus |  | Prone to soiling | quality characteristic that indicates a tendency to get dirty | CoClass
|  | PP945 | Plekikindlus |  | Prone to staining | quality property that indicates resistance to staining | CoClass
|  | PP950 | Kaitseefekt, elektriline töörežiim (akna- ja uksetarvikud) |  | Protection effect electric operating mode | protection effect electric operating mode | EN 14846:2008 |  |  | EF013477 | 0;1;2;3;Other
|  | PP955 | Kaitseefekt, mehaaniline töörežiim (akna- ja uksetarvikud) |  | Protection effect mechanic operating mode | protection effect mechanic operating mode | EN 14846:2008 |  |  | EF013478 | 0;1;Other
|  | PP960 | Külmakindlus (poorid) |  | Protective pore ratio | the protective pore ratio indicating the frost-resistance of the concrete | IFC |  | ProtectivePoreRatio
|  | PP975 | Eesmärk |  | Purpose | enumeration defining the purpose of a component | IFC |  | Purpose
| PQ |  | Omadused, mis algavad tähega "Q" (veeru "G" järgi) |  | Properties that start with letter "Q" | terms (property names) are based on a given reference | CCI-EE
|  | PQ800 | Kogus |  | Quantity | quantity | ETIM |  |  | EF002575
|  | PQ850 | Kai ristlõike tüüp |  | Quay section type | whether the structure presents a solid/closed barrier to the passage of water or is open | IFC |  | QuaySectionType |  | Open;Closed
| PR |  | Omadused, mis algavad tähega "R" (veeru "G" järgi) |  | Properties that start with letter "R" | terms (property names) are based on a given reference | CCI-EE
|  | PR050 | Radiaatori tüüp |  | Radiator type | indicates the type of radiator | IFC |  | RadiatorType |  | Finned tube;Panel;Sectional;Tubular;Other;Not known;Unset
|  | PR090 | Raadiosagedushäirete kaitse |  | Radio frequency interference protection | to prevent radio frequency interference originating from external sources | BIM Forum
|  | PR130 | Silindrilise osa RAL värvuskood (EN 1089-3) |  | RAL colour of cylindrical part (EN 1089-3) | RAL colour of cylindrical part (EN 1089-3) | EN 1089-3:2011 |  |  | EF020888
|  | PR150 | RAL-number |  | RAL number | RAL number | ETIM |  |  | EF000116
|  | PR300 | Lugemitüüp |  | Read out type | indication of the form that readout from the meter takes; in the case of a dial read out, this may comprise multiple dials that give a cumulative reading and/or a mechanical odometer | IFC |  | ReadOutType |  | Dial;Digital;Other;Not known;Unset
|  | PR310 | Ressiiveri tüüp |  | Receiver type | indicates the type of receiver | IFC |  | ReceiverType |  | Audio;Audio/Video;Other;Not known;Unset
|  | PR320 | Süvistatav teekattemärgistus |  | Recessed road marking | recessed road marking (yes/no) or its type | CCI-EE
|  | PR330 | Koostisained |  | Recipe | construction property that indicates necessary resources | CoClass
|  | PR340 | Freespuru määr |  | Reclaimed asphalt content | the processed site-won asphalt, suitable and ready to be used as constituent material for asphalt, after being tested, assessed and classified according to standard | EN 13108-8:2016
|  | PR350 | Taaskasutatava asfaldi tüüp |  | Reclaimed asphalt type | the processed site-won asphalt, suitable and ready to be used as constituent material for asphalt, after being tested, assessed and classified according to standard | EN 13108-8:2016;EN 933-11:2009
|  | PR360 | Arvestuslik kulu, tasane pind |  | Recommended consumption even surface | recommended consumption even surface | ETIM | m²/l |  | EF013545
|  | PR370 | Arvestuslik kulu, ebatasane pind |  | Recommended consumption uneven surface | recommended consumption uneven surface | ETIM | m²/l |  | EF013546
|  | PR380 | Salvestusmaht |  | Recording capacity | recording capacity | ETIM | h |  | EF002015
|  | PR390 | Salvestusaeg |  | Recording time | recording time | ETIM | min |  | EF000789
|  | PR400 | Värskendamise määr |  | Refresh rate | indicates the display refresh frequency | IFC | Hz | RefreshRate
|  | PR410 | Ventilatsiooni armatuur |  | Reinforcement | the type of reinforcement, if any, used for the duct segment | IFC |  | Reinforcement
|  | PR420 | Armatuurvarda tüüp |  | Reinforcement bar type | defines the type of the reinforcement bar | IFC |  | ReinforcementBarType |  | Ring;Spiral;Other;User defined;Not defined
|  | PR430 | Armeerimistegur |  | Reinforcement grade | structural property that indicates the proportion of reinforcement in a structure | CoClass
|  | PR440 | Kaugjuhtimise tüüp |  | Remote control type | the type of remote controlling | CCI-EE
|  | PR450 | Salvestatud teksti kestus |  | Report text duration | report text duration | ETIM | s |  | EF004367
|  | PR460 | Nõude kommentaarid |  | Request comments | comments that may be made on the request | IFC |  | RequestComments
|  | PR470 | Nõude silt |  | Request source label | a specific name or label that further qualifies the identity of a request source; in the event of an email, this may be the email address | IFC |  | RequestSourceLabel
|  | PR480 | Nõude tegija |  | Request source name | the person making the request, where known | IFC |  | RequestSourceName
|  | PR490 | Vajalik toodang |  | Required production | total production at nominal capacity during the period of time | EN 15341:2019
|  | PR500 | Külmakindlus (täitematerjal) |  | Resistance to freezing (aggregate) | aggregate resistance to freezing and thawing | EN 1367-1:2007
|  | PR510 | Vastupidavus lume eemaldusele |  | Resistance to snow removal | resistance to snow removal | CCI-EE
|  | PR520 | Resolutsioon |  | Resolution | resolution | ETIM |  |  | EF002027
|  | PR530 | Tagakülje kaamera resolutsioon |  | Resolution camera on the back | resolution camera on the back | ETIM | MP |  | EF009549
|  | PR540 | Resolution of programmable waveform generator DAC |  | Resolution of programmable waveform generator DAC | resolution of programmable waveform generator dac | ETIM | Bit |  | EF014049
|  | PR550 | Analoogsisendi resolutsioon |  | Resolution of the analogue inputs | resolution of the analogue inputs | ETIM | Bit |  | EF003575
|  | PR560 | Analoogväljundite eristustäpsus (resolutsioon) |  | Resolution of the analogue outputs | resolution of the analogue outputs | ETIM | Bit |  | EF003577
|  | PR570 | Videosisendi resolutsioon |  | Resolution video input | resolution video input | ETIM | px |  | EF013522
|  | PR580 | Videoväljundi resolutsioon |  | Resolution video output | resolution video output | ETIM | px |  | EF013523
|  | PR650 | Sõidutee klass |  | Road design class | a road design class designator with content according to local standards | IFC |  | RoadDesignClass
|  | PR660 | Teekatte haardetegur |  | Road pavement skid resistance | characterization of the friction of a road surface when measured in accordance with a standardised method | CEN/TS 13036-2:2010
|  | PR670 | Teekatte haardeteguri indeks |  | Road pavement skid resistance index (SRI) | objective estimate of skid resistance which is independent of the friction measuring device used | CEN/TS 13036-2:2010
|  | PR680 | Kivimite eemaldamise klass |  | Rock clearing class | production property indicating rock clearance class | CoClass
|  | PR690 | Pööratav |  | Rotatable | product can be adjusted by rotation | ETIM |  |  | EF000062
|  | PR700 | Antenni pöörlemiskiirus |  | Rotation speed antenna | rotation speed antenna | ETIM | Rpm |  | EF026292
|  | PR710 | Karedus |  | Roughness | a measure of the vertical deviations of the surface | IFC |  | Roughness
| PS |  | Omadused, mis algavad tähega "S" (veeru "G" järgi) |  | Properties that start with letter "S" | terms (property names) are based on a given reference | CCI-EE
|  | PS050 | Turvaserv |  | Safety edge | mechanical property indicating side for hanging | CoClass |  |  |  | True;False
|  | PS080 | Lehtmetalli tootmisjäätmed |  | Scrap factor | sheet metal scrap factor | IFC |  | ScrapFactor
|  | PS085 | Kruvisüsteem |  | Screwing system | type of a screwing system | ETIM |  |  | EF000013
|  | PS120 | Armatuuri alumine kiht (sekundaarne) |  | Secondary bottom reinforcement | indicates if the the reinforcement is secondary bottom or not | NATSPEC Spec |  |  |  | True;False
|  | PS125 | Armatuuri ülemine kiht (sekundaarne) |  | Secondary top reinforcement | indicates if the the reinforcement is secondary top or not | NATSPEC Spec |  |  |  | True;False
|  | PS130 | Isekleepuv paigaldus |  | Self adhesive mounting | is self adhesive mounting | ETIM |  |  | EF000097 | True;False
|  | PS135 | Isekleepuv |  | Self-adhesive | self-adhesive | ETIM |  |  | EF000434
|  | PS140 | Saate-/vastuvõtu salvestus |  | Sending-/receiving storage | sending-/receiving storage | ETIM | MB |  | EF005270
|  | PS145 | Anduri eraldusvõime (horisontaalne) |  | Sensor resolution (horizontal) | sensor resolution (horizontal) | ETIM | px |  | EF012558
|  | PS150 | Anduri eraldusvõime (vertikaalne) |  | Sensor resolution (vertical) | sensor resolution (vertical) | ETIM | px |  | EF012559
|  | PS155 | Seerianumber |  | Serial number | serial number assigned to an occurrence of a product | COBie |  | SerialNumber
|  | PS160 | Konteinerveo seeriakood |  | Serial shipping container code (SSCC) | used by companies to identify a logistic unit, which can be any combination of trade items packaged together for storage and/ or transport purposes; for example a case, pallet or parcel | GS1
|  | PS165 | Seeria |  | Series | designation indicating series | CoClass
|  | PS170 | Pinnasekihi käitumine |  | Settlement behaviour | estimate of the settlement/compaction behaviour of the stratum | IFC | Pa | SettlementBehaviour
|  | PS230 | Ristlõike kuju |  | Shape | shape of an element, usually in terms of cross sectional shape | COBie |  | Shape | EF000051
|  | PS235 | Kuju vormiline stiil |  | Shape aspect style | defines the shape aspect | CCI-EE
|  | PS240 | Kuju kirjeldus |  | Shape description | a description of the shape of the work surface e.g. corner square, rectangle, etc. | IFC |  | ShapeDescription
|  | PS245 | Kujutegur |  | Shape index | is calculated as the mass of particles with a ratio of dimensions L/E more than 3 expressed as a percentage of the total dry mass of particles tested | EN 933-4:2008
|  | PS250 | Kuju tüüp |  | Shape type | shape of the component | IFC |  | ShapeType |  | Rectangular;Round;Slot;Other;Not known;Unset
|  | PS255 | Toestatud (sulundsein) |  | Sheeted | structural property that indicates whether a shaft is spontaneous | CoClass
|  | PS260 | Sära |  | Shininess | surface property that indicates gloss | CoClass
|  | PS265 | Transpordiliik |  | Ship method | method of shipping that will be used for goods or services | IFC |  | ShipMethod
|  | PS270 | Dušipea kirjeldus |  | Shower head description | a description of the shower head(s) that emit the spray of water | IFC |  | ShowerHeadDescription
|  | PS275 | Duši tüüp |  | Shower type | selection of the type of shower from the enumerated list of types | IFC |  | ShowerType |  | Drench;Individual;Tunnel;Other;Not known;Unset
|  | PS325 | Liiklusmärgi valgustus |  | Sign lighting | traffic sign lighting | EN 12899-1:2007
|  | PS330 | Liiklusmärgi tüüp (ühe/kahepoolne) |  | Sign type | sign type, indicating its visibility (one/two-sided) | CCI-EE
|  | PS335 | Valamu tüüp |  | Sink type | selection of the type of sink from the enumerated list of types | IFC |  | SinkType |  | Belfast;Bucket;Cleaners;Combination left;Combination right;Combination double;Drip;Laboratory;London;Plaster;Pot;Rinsing;Shelf;Vegetable preparation;Other;Not known;Unset
|  | PS340 | Piimakeermeühenduse suurus DN (DIN 405) |  | Size of dairy thread connection DN (DIN 405) | size of dairy thread connection DN (DIN 405) | DIN 405 |  |  | EFDE0037
|  | PS345 | Mõõtmete suurenemine (keraamilised sillutuskivid) |  | Size spreading (clay pavers) | size spreading (clay pavers) | EN 1344:2013 |  |  | EF010535 | R0;R1;Other
|  | PS350 | Mõõtmete varieeruvus (müürikivid) |  | Size spreading (masonry units) | size spreading (masonry units) | EN 772-16:2011 |  |  | EF014655 | R1 (0.6 x nominal size mm);R2 (0.3 x nominale size mm);Rm (statement manufacturer)
|  | PS355 | Mõõtmete tolerants (müürikivid) |  | Size tolerance (masonry units) | size tolerance (masonry units) | EN 772-16:2011 |  |  | EF014654 | T1 (between 0.4 x nominal mm and 3 mm);T2 (between 0.25 x nominal mm and 2 mm);Tm (statement manufacturer)
|  | PS360 | Suurendatav |  | Sizeable | indicates if shape can be sized | CCI-EE |  |  |  | True;False
|  | PS400 | Oskuste tase |  | Skill level | skill level exhibited by the actor and which indicates an extent of their capability to perform actions on the artefacts upon which they can act | IFC |  | SkillLevel
|  | PS405 | Põrandaliistu materjal |  | Skirting board | label to indicate the material or construction of the skirting board around the space flooring | IFC |  | SkirtingBoard
|  | PS435 | Libisemisklass (DIN 51097) |  | Slip class (DIN 51097) | slip class (DIN 51097) | DIN 51097 |  |  | EF020842 | A;B;C
|  | PS440 | Libisemisklass R väärtus (EN 176 B1/ 177 BIIA/ 177 BIII) |  | Slip class R value (EN 176 B1/ 177 BIIA/ 177 BIII) | slip class R value (EN 176 B1/ 177 BIIA/ 177 BIII) | EN 176:2003;EN 177:2003 |  |  | EF020843 | 9;10;11;12;13
|  | PS460 | SPU |  | Smallest packaging unit (SPU) | designation indicating the number of packages | CCI-EE
|  | PS480 | Lambipesa |  | Socket type | lamp cap, lamp base | ETIM |  |  | EF000042
|  | PS485 | Tarkvaraversioon |  | Software version | indicates version of application software according to systems integrator | IFC |  | SoftwareVersion
|  | PS520 | Kõlari tüüp |  | Speaker type | indicates the type of speaker | IFC |  | SpeakerType |  | Full range;Mid range;Woofer;Tweeter;Coaxial;Other;Not known;Unset
|  | PS525 | Erijuhised |  | Special instructions | special instructions for packing | IFC |  | SpecialInstructions
|  | PS530 | Puiduliik |  | Species | wood species of a solid wood or laminated wood product | IFC |  | Species
|  | PS535 | Pihustitüüp |  | Spray type | SprayFilled: Water is sprayed into airflow; SplashTypeFill: water cascades over successive rows of splash bars; FilmTypeFill: water flows in a thin layer over closely spaced sheets | IFC |  | SprayType |  | Spray filled;Splash type fill;Film type fill;Other;Not known;Unset
|  | PS540 | Laotamise määr |  | Spreading rate | the nominal overall mass of material per area covered by the course | IFC |  | SpreadingRate
|  | PS600 | Stabiilsusklass (uksed) |  | Stability class (doors) | stability class, classification is based on the amplitude of the deformation | EN 12219:2000 |  |  | EF010082 | 0: None;1: 0-8 mm;2: 0-4 mm;3: 0-2 mm;Other
|  | PS605 | Stabiliseerimismeetod (sõidutee) |  | Stabilization method | stabilization method according to aggregate type (road construction) | EN 13242:2008;EN 13043:2004
|  | PS610 | Järk-järguline keevitus |  | Staggered | if intermittent weld, staggered or not | IFC |  | Staggered |  | True;False
|  | PS615 | Ooteoleku kestus |  | Standby-time up to | standby-time up to | ETIM | h |  | EF005304
|  | PS620 | Staatus |  | Status | specifies the status of the object in relation to a construction process, status of the object, predominately used in renovation or retrofitting projects | IFC |  | Status |  | New;Existing;Demolish;Temporary;Other;Not known;Unset
|  | PS625 | Kiviviimistlus |  | Stone finishes | eg. 'Polished', 'Bush Hammered', 'Split', 'Sawn', 'Flamed' | IFC |  | StoneFinishes
|  | PS630 | Külmakestvus toitekatkestuse korral |  | Storage at power failure | storage at power failure | ETIM | h |  | EF004868
|  | PS635 | Kogumismahuti tüüp |  | Storage type | defines the general material category intended to be stored | IFC |  | StorageType |  | Ice;Water;Rain water;Waste water;Potable water;Fuel;Oil;Other;Not known;Unset
|  | PS640 | Kalde tüüp |  | Structural slope type | user defined description on the type of slope used for the pavement structure (not including side slope fill); examples are "Even" or "Stepped" | IFC |  | StructuralSlopeType
|  | PS645 | Konstruktsiooni stiil |  | Structural style | structural style of the element | IFC |  | StructuralStyle
|  | PS650 | Konstruktsiooni tüüp |  | Structural type | structural type of the object | IFC |  | StructuralType
|  | PS655 | Konstruktsiooni näitaja |  | Structure indicator | n/a | IFC |  | StructureIndicator |  | Composite;Coated;Homogeneous
|  | PS660 | Kaevukell |  | Structure report | structure report in terms of inlet/outlet pipes, their labels, height values and angles | CCI-EE
|  | PS665 | Stiili tunnus |  | Style | style property that signifies style | IFC |  | Style
|  | PS690 | Sobib paigaldamiseks betooni |  | Suitable for concrete installation | suitable for concrete installation | ETIM |  |  | EF003682 | True;False
|  | PS695 | Sobib kasutamiseks plahvatusohtlikus EX-keskkonnas |  | Suitable for EX-applications | suitable for EX-applications | ETIM |  |  | EF001779 | True;False
|  | PS700 | Sobib kasutamiseks õõnsas seinas |  | Suitable for hollow wall installation | suitable for hollow wall installation | ETIM |  |  | EF003688 | True;False
|  | PS705 | Sobib paigaldamiseks puidus |  | Suitable for installation on wood | suitable for installation on wood | ETIM |  |  | EF003687 | True;False
|  | PS710 | Sobib heliisoleerivatele ustele (DIN 4109) |  | Suitable for sound insulating doors (DIN 4109) | suitable for sound insulating doors (DIN 4109) | DIN 4109 |  |  | EF012796 | True;False
|  | PS715 | Sobib poolpindpaigalduseks (bituumen, vedel asfalt) |  | Suitable for subsurface installation (bitumen, hot asphalt) | suitable for subsurface installation (bitumen, hot asphalt) | ETIM |  |  | EF003684 | True;False
|  | PS720 | Sobib poolpindpaigalduseks (pinnatasanduskiht) |  | Suitable for subsurface installation (screed) | wuitable for subsurface installation (screed) | ETIM |  |  | EF003685 | True;False
|  | PS725 | Sobib märgade ja niiskete ruumide ustele (EN 1670) |  | Suitable for wet- and damp room doors (EN 1670) | suitable for wet- and damp room doors (EN 1670) | EN 1670:2007 |  |  | EF012800 | True;False
|  | PS730 | Tarnija |  | Supplier | designation indicating supplier | CoClass
|  | PS735 | Betoonelemendi toetus transportimisel |  | Support during transport description | textual description of how the concrete element is supported during transportation | IFC |  | SupportDuringTransportDescription
|  | PS740 | Betoonelemendi toetus transportimisel (viide) |  | Support during transport doc reference | reference to an external document defining how the concrete element is supported during transportation | IFC |  | SupportDuringTransportDocReference
|  | PS745 | Paneeli tüüp |  | Support type | available support types from which that required may be selected | IFC |  | SupportType |  | Acoustical;Glazed;Horz seg;Monolithic;Open;Ends;Door;Screen;Other;Not known;Unset
|  | PS750 | Pinna värv |  | Surface color | the color of the surface | IFC |  | SurfaceColor
|  | PS755 | Pinna defektsus |  | Surface defects | technical parameter for surface defects, defined as weighted sum of different types and dimensions (area, linear, numbers) of surface defects in reference ot the investigated area | CWA 17089:2016;COST action 354
|  | PS760 | Pinnakuiv (temperatuuril at 23 °C) |  | Surface dry (at 23 °C, 50% R.H.) | surface dry (at 23 °C, 50% R.H.) | ETIM | h |  | EF012783
|  | PS765 | Pinna viimistlus |  | Surface finish | specification of surface finish as defined by the three characteristics of lay, surface roughness, and waviness | CCI-EE
|  | PS770 | Pinnakõvadus |  | Surface hardness | surface property that indicates hardness according to standard | EN 13813:2005 |  |  |  | SH30;SH40;SH50;SH70;SH100;SH150;SH200
|  | PS775 | Pinna kiht |  | Surface layer | surface property indicating applied layer | CoClass
|  | PS780 | Pinnakaitse kvaliteet (EN 10346) |  | Surface protection quality (EN 10346) | surface protection quality (EN 10346) | EN 10346:2015 |  |  | EF015271 | Z 100 g/m2;Z 140 g/m2;Z 275 g/m2;ZM 310 g/m2;Other
|  | PS785 | Pinna struktuur |  | Surface structure | surface property indicating structure | CoClass
|  | PS790 | Pinnatöötlus |  | Surface treatment | surface property indicating treatment | CCI-EE
|  | PS795 | Keevispind1 |  | Surface1 | aspect of weld seam surface, i.e. 'plane', 'curved' or 'hollow'; combined welds are given by two corresponding symbols analogous to Type1 and Type2 | IFC |  | Surface1
|  | PS800 | Keevispind2 |  | Surface2 | see Surface1 | IFC |  | Surface2
|  | PS805 | Deformatsioonitundlikkus, deformatsioonikindlus |  | Susceptibility to deform | is assessed by measuring the rut depth formed by repeated passes of loaded wheel at a fixed temperature | EN 12697-22:2020
|  | PS950 | Süsteemihaldus (akna- ja uksetarvikud, EN 15684) |  | System management (building hardware, EN 15684) | system management (building hardware, EN 15684) | EN 15684:2020 |  |  | EF013162 | 0;1;2;3;Other
|  | PS960 | Liidesed |  | System type(s) | connected system type(s), if multiple connectors exist, values should separated by comma | CCI-EE
| PT |  | Omadused, mis algavad tähega "T" (veeru "G" järgi) |  | Properties that start with letter "T" | terms (property names) are based on a given reference | CCI-EE
|  | PT050 | Puksiirköie tüüp |  | Tail type | mooring tail type | IFC |  | TailType
|  | PT060 | Mahuti ülesehitus |  | Tank composition | defines the level of element composition | IFC |  | TankComposition |  | Complex;Element;Partial;Other;Not known;Unset
|  | PT150 | Karastatus |  | Tempered | protection against personal injury | CCI-EE
|  | PT160 | Terminali tüüp |  | Terminal type | specifies the kind of terminal if IsTerminal is true | IFC |  | TerminalType
|  | PT170 | Testitud ISO 3315 järgi |  | Tested according to ISO 3315 | tested according to ISO 3315 | ISO 3315:2018 |  |  | EF014931 | True;False
|  | PT180 | Testitud ISO 3316 järgi |  | Tested according to ISO 3316 | tested according to ISO 3316 | ISO 3316:2018 |  |  | EF014932 | True;False
|  | PT190 | Testitud ISO 6787 järgi |  | Tested according to ISO 6787 | tested according to ISO 6787 | ISO 6787:2018 |  |  | EF014933 | True;False
|  | PT200 | Testitud TÜV GS järgi |  | Tested according to TÜV GS | tested according to TÜV GS | TÜV GS |  |  | EFDE0007 | True;False
|  | PT210 | Tekstuur |  | Texture | is a pattern that breaks up the uniform appearance of the material | IFC |  | Texture
|  | PT280 | Teoreetiline katvus |  | Theoretical coverage | theoretical coverage | ETIM | m²/l |  | EF025998
|  | PT400 | WC tüüp (veemahutita) |  | Toilet pan type | the property enumeration Pset_ToiletPanTypeEnum defines the types of toilet pan that may be specified within the property set Pset_Toilet | IFC |  | ToiletPanType |  | Siphonic;Squat;Washdown;Washout;Other;Not known;Unset
|  | PT410 | WC tüüp |  | Toilet type | enumeration that defines the types of toilet (water closet) arrangements that may be specified | IFC |  | ToiletType |  | Bed pan washer;Chemical;Close coupled;Loose coupled;Slop hopper;Other;Not known;Unset
|  | PT420 | Tolerantsi klass (DIN 7715) |  | Tolerance class (DIN 7715) | tolerance class according to DIN 7715 | DIN 7715 |  |  | EF022849 | None;E1;E2;E3;Other
|  | PT430 | Täitmise tüüp |  | Topping type | defines if a topping is applied and what kind; values are “Full topping”, “Perimeter Wash”, “None” | IFC |  | ToppingType
|  | PT440 | Sideaine sisaldus (B) |  | Total binder content (B) | total binder content which accounts with soluble and insoluble binder content in the mass | EN 12697-1:2020
|  | PT450 | Puuteekraan |  | Touch screen | indicates touchscreen support | IFC |  | TouchScreen |  | Single touch;Multi touch;None;Other;Not known;Unset
|  | PT520 | Liiklusummiku indikaator |  | Traffic congestion indicator | defines the traffic congestion due to maintenance activities, expressed as the reduction of availability of the road | CWA 17089:2016 | Vehicle lost hours
|  | PT530 | Viraaži üleminek |  | Transition superelevation | the type of transition of superelevation from previous event to this one | IFC |  | TransitionSuperelevation |  | Linear
|  | PT540 | Ülemineku laiuse tüüp |  | Transition width | the type of transition of width used between the previous event and this event | IFC |  | TransitionWidth |  | Const;Linear
|  | PT550 | Läbipaistvus |  | Translucency | permitting light to pass through but diffusing it so that persons, objects, etc., on the opposite side are not clearly visible | CCI-EE
|  | PT560 | Läbipaistvus |  | Transparency | is the physical property of allowing light to pass through the material without appreciable scattering of light | CCI-EE
|  | PT570 | Põikitasasus |  | Transverse evenness | evenness measured along the road transverse alignment (rutting) | CWA 17089:2016;COST action 354
|  | PT580 | Trapi tüüp |  | Trap type | identifies the predefined types of waste trap used in combination with the floor trap from which the type required may be set | IFC |  | TrapType |  | None;P trap;Q trap;S trap;Other;Not known;Unset
|  | PT750 | Tuuneri tüüp |  | Tuner type | indicates the tuner type | IFC |  | TunerType |  | Audio;Video;Other;Not known;Unset
|  | PT880 | Kipsplaat tüübi tunnusega A |  | Type designation A (gypsum plasterboards) | type designation A (gypsum plasterboards) | EN 520:2005 |  |  | EF013891 | True;False
|  | PT883 | Kipsplaat tüübi tunnusega D |  | Type designation D (gypsum plasterboards) | type designation D (gypsum plasterboards) | EN 520:2005 |  |  | EF013892 | True;False
|  | PT886 | Kipsplaat tüübi tunnusega E |  | Type designation E (gypsum plasterboards) | type designation E (gypsum plasterboards) | EN 520:2005 |  |  | EF013894 | True;False
|  | PT889 | Kipsplaat tüübi tunnusega F |  | Type designation F (gypsum plasterboards) | type designation F (gypsum plasterboards) | EN 520:2005 |  |  | EF013895 | True;False
|  | PT892 | Kiudsarrusega kipsplaat tüübi tunnusega GM |  | Type designation GM (gypsum boards with fibrous reinforcement) | type designation GM (gypsum boards with fibrous reinforcement) | EN 15283-1:2008 |  |  | EF013900 | True;False
|  | PT895 | Kiudsarrusega kipsplaat tüübi tunnusega GM-F |  | Type designation GM-F (gypsum boards with fibrous reinforcement) | type designation GM-F (gypsum boards with fibrous reinforcement) | EN 15283-1:2008 |  |  | EF013904 | True;False
|  | PT898 | Kiudsarrusega kipsplaat tüübi tunnusega GM-H1 |  | Type designation GM-H1 (gypsum boards with fibrous reinforcement) | type designation GM-H1 (gypsum boards with fibrous reinforcement) | EN 15283-1:2008 |  |  | EF013901 | True;False
|  | PT901 | Kiudsarrusega kipsplaat tüübi tunnusega GM-H2 |  | Type designation GM-H2 (gypsum boards with fibrous reinforcement) | type designation GM-H2 (gypsum boards with fibrous reinforcement) | EN 15283-1:2008 |  |  | EF013902 | True;False
|  | PT904 | Kiudsarrusega kipsplaat tüübi tunnusega GM-I |  | Type designation GM-I (gypsum boards with fibrous reinforcement) | type designation GM-I (gypsum boards with fibrous reinforcement) | EN 15283-1:2008 |  |  | EF013903 | True;False
|  | PT907 | Kiudsarrusega kipsplaat tüübi tunnusega GM-R |  | Type designation GM-R (gypsum boards with fibrous reinforcement) | type designation GM-R (gypsum boards with fibrous reinforcement) | EN 15283-1:2008 |  |  | EF013905 | True;False
|  | PT910 | Kipsplaat tüübi tunnusega H |  | Type designation H (gypsum plasterboards) | type designation H (gypsum plasterboards) | EN 520:2005 |  |  | EF013896 | True;False
|  | PT913 | Kipsplaat tüübi tunnusega I |  | Type designation I (gypsum plasterboards) | type designation I (gypsum plasterboards) | EN 520:2005 |  |  | EF013897 | True;False
|  | PT916 | Kipsplaat tüübi tunnusega P |  | Type designation P (gypsum plasterboards) | type designation P (gypsum plasterboards) | EN 520:2005 |  |  | EF013898 | True;False
|  | PT919 | Kipsplaat tüübi tunnusega R |  | Type designation R (gypsum plasterboards) | type designation R (gypsum plasterboards) | EN 520:2005 |  |  | EF013899 | True;False
|  | PT930 | Ukse tüüp vastavalt EN 1527 |  | Type of door according to EN 1527 | type of door according to EN 1527 | ETIM |  |  | EF013210 | 1;2;3;Other
|  | PT935 | Metallmaterjali järelevalvedokumendi tüüp |  | Type of material certificate (metallic materials) | type of material certificate according to EN 10204 | EN 10204:2004 |  |  | EF012708 | Type 2.1;Type 2.2;Type 3.1;Type 3.2
|  | PT940 | Perforatsiooni tüüp (SS 3520) |  | Type of perforation (SS 3520) | type of perforation (SS 3520) | SS 3520 |  |  | EFSE0003 | Perforation type 1;Perforation type 2;Perforation type 3;Perforation type 4
|  | PT950 | Keevisliite tüüp1 |  | Type1 | type of weld seam according to ISO 2553; note, combined welds are given by two corresponding symbols in the direction of the normal axis of the coordinate system; for example, an X weld is specified by Type1 = 'V' and Type2 = 'V' | EN ISO 2553:2019, IFC |  | Type1
|  | PT955 | Keevisliite tüüp2 |  | Type2 | see Type1 | EN ISO 2553:2019, IFC |  | Type2
| PU |  | Omadused, mis algavad tähega "U" (veeru "G" järgi) |  | Properties that start with letter "U" | terms (property names) are based on a given reference | CCI-EE
|  | PU550 | Järgnevad liidestused |  | Upstream connections | names of upstream connected equipment and spaces (comma-separated), if not otherwise represented | IFC |  | UpstreamConnections
|  | PU600 | Bidee tüüp |  | Urinal type | selection of the type of urinal from the enumerated list of types | IFC |  | UrinalType |  | Bowl;Slab;Stall;Trough;Other;Not known;Unset
|  | PU650 | Tootja veebileht |  | URL Manufacturer | URL hyperlink to the manufacturer’s website | NATSPEC BIM
|  | PU700 | Kasutuse eesmärk |  | Use purpose | the principal purpose for which the work surface is intended to be used e.g. writing/reading, computer, meeting, printer, reference files, etc | IFC |  | UsePurpose
|  | PU710 | Kasutuskategooria (akna- ja uksetarvikud, EN 1906) |  | Use-/utilization category (building hardware, EN 1906) | use-/utilization category (building hardware, EN 1906) | EN 1906:2012 |  |  | EF012930 | 1;2;3;4;Other
|  | PU720 | Kasulik projektimälu/kasutajamälu |  | Useful project memory/user memory | useful project memory/user memory | ETIM | kByte |  | EF003108
|  | PU750 | Kasutuskategooria (akna- ja uksetarvikud, EN 12209) |  | Utility category (building hardware, EN 12209) | utility category (building hardware, EN 12209) | EN 12209:2016 |  |  | EF013004 | 1;2;3;Other
|  | PU760 | Kasutuskategooria (akna- ja uksetarvikud, EN 14846) |  | Utility category (building hardware, EN 14846) | utility category (building hardware, EN 14846) | EN 14846:2008 |  |  | EF013470 | 1;2;3;Other
|  | PU770 | Kasutuskategooria (akna- ja uksetarvikud, EN 15684) |  | Utility category (building hardware, EN 15684) | utility category (building hardware, EN 15684) | EN 15684:2020 |  |  | EF013157 | 1;Other
| PV |  | Omadused, mis algavad tähega "V" (veeru "G" järgi) |  | Properties that start with letter "V" | terms (property names) are based on a given reference | CCI-EE
|  | PV100 | Muutteabega liikluskorraldusvahend |  | Variable message traffic sign (VMS) | variable message traffic sign create messages using discontinuous individual elements that can be in one of two states (or more) | EN 12966:2014 |  |  |  | True;False
|  | PV250 | Videotiitrite režiim |  | Video caption mode | indicates video closed captioning modes | IFC |  | VideoCaptionMode
|  | PV275 | Video resolutsiooni kõrgus |  | Video resolution height | indicates the number of vertical pixels (the largest native video resolution height) | IFC |  | VideoResolutionHeight
|  | PV300 | Video eraldusvõime tüüp |  | Video resolution mode | indicates video resolution modes | IFC |  | VideoResolutionMode
|  | PV325 | Video resolutsiooni laius |  | Video resolution width | indicates the number of horizontal pixels (the largest native video resolution width) | IFC |  | VideoResolutionWidth
|  | PV350 | Video skaaleerimise režiim |  | Video scale mode | indicates video scaling modes | IFC |  | VideoScaleMode
|  | PV375 | Nähtavusnurk |  | Visibility angle | visibility angle (e.g. screens) | ETIM | ° |  | EF004526
|  | PV500 | Lenduvate orgaaniliste ühendite (VOC) mõõtevahemik |  | VOC measuring range | voc measuring range | ETIM | ppm |  | EF014218
| PW |  | Omadused, mis algavad tähega "W" (veeru "G" järgi) |  | Properties that start with letter "W" | terms (property names) are based on a given reference | CCI-EE
|  | PW100 | Seinakate |  | Wall covering | label to indicate the material or finish of the space flooring | IFC |  | WallCovering
|  | PW125 | Seinamaterjal |  | Wall material | the material from which the wall of the chamber is constructed | IFC |  | WallMaterial
|  | PW150 | Kraanikausi tüüp |  | Wash hand basin type |  | IFC |  | WashHandBasinType |  | Dental cuspidor;Hand rinse;Hospital;Tipup;Wash fountain;Washing trough;Other;Not known;Unset
|  | PW175 | Seibi kuju |  | Washer shape | shape of the washers, e.g. 'Standard', 'Square' | IFC |  | WasherShape
|  | PW200 | Seibide arv poldi kohta |  | Washers count | count of washers to be mounted on one bolt | IFC |  | WashersCount
|  | PW225 | Jäätmepüüduri tüüp |  | Waste trap type | identifies the predefined types of trap from which the type required may be set | IFC |  | WasteTrapType |  | None;P trap;Q trap;S trap;Other;Not known;Unset
|  | PW250 | Veeauru läbilaskvus |  | Water vapour permeability | steam property indicating water vapor permeability (vapour transmission rate) | EN 13813:2005;EN 13986:2004;EN 1015-19:2005;EN 12086:2013 | kg / s m Pa | VaporPermeability
|  | PW290 | Kulumisklass (plaadid) |  | Wear class (tiles) | wear class (tiles) | DIN EN 154;ISO 10545 |  |  | EF020844 | I;II;III;IV;V
|  | PW300 | Kulumiskindlus (tasanduskiht) |  | Wear resistance | can be defined as the ability of a surface to resist being worn away by rubbing or friction: Böhme classes (A); BCA classes (BCA); rolling wheel classes (RWA) | EN 13813:2005;EN 13892-3;EN 13892-4;EN 13892-5 |  |  |  | A22;A15;A12;A9;A6;A3;A1,5;AR6;AR4;AR2;AR1;AR0,5;RWA300;RWA100;RWA20;RWA10;RWA1
|  | PW325 | Katendi materjal |  | Wearing surface | the upper layer in roadway, airfield, and dockyard construction (wearing course) | NATSPEC Spec
|  | PW335 | Ilmastikutingimused |  | Weather conditions | indicates the weather conditions during the application of the course | IFC |  | WeatherConditions
|  | PW340 | Niiskusmäär |  | Wet coil fraction | fraction of coil surface area that is wet (0-1) | IFC |  | WetCoilFraction |  | [0;1]
|  | PW360 | Märghõõrdekindlus |  | Wet scrub resistance | evaluates the resistance of the coating to repeated cleaning | EN 13300:2001
|  | PW450 | Aknalaua tüüp |  | Window sill (indoor) description | description given to a window sill (internal side) | CCI-EE
|  | PW475 | Veepleki tüüp |  | Window sill (outdoor) description | description given to a window sill (external side) | CCI-EE
|  | PW480 | Õhukanali ühendusega |  | With air duct connection | with air duct connection | ETIM |  |  | EF002179 | True;False
|  | PW500 | Tsirkulatsioonipumbaga |  | With circulation pump | with circulation pump | ETIM |  |  | EF002221 | True;False
|  | PW520 | Koos täite- ja dreeniklappidega |  | With filling- and draining valve | with filling- and draining valve | ETIM |  |  | EF002225 | True;False
|  | PW540 | Hingedega kate |  | With hinged lid | with hinged lid | ETIM |  |  | EF000117 | True;False
|  | PW560 | Lukustatav |  | With lock | indicates whether the file cabinet is lockable (=True) or not (=False) | IFC |  | WithLock | EF000113 | True;False
|  | PW580 | Mehaaniline avamine |  | With mechanical unlocking | with mechanical unlocking | ETIM |  |  | EF000377 | True;False
|  | PW600 | Koos montaažiplaadiga |  | With mounting plate | product is equipped with movement or presence (PIR) detector | ETIM |  |  | EF000118 | True;False
|  | PW620 | Liikumisanduriga |  | With movement sensor | with movement sensor | ETIM |  |  | EF000197 | True;False
|  | PW640 | Rõhu mõõteriistaga |  | With pressure gauge | with pressure gauge | ETIM |  |  | EF002223 | True;False
|  | PW665 | Möödavooluklapiga |  | With safety overflow valve | with safety overflow valve | ETIM |  |  | EF002294 | True;False
|  | PW670 | Kaitseklapiga |  | With safety valve | with safety valve | ETIM |  |  | EF002222 | True;False
|  | PW690 | Signaallambiga |  | With signal lamp | with signal lamp | ETIM |  |  | EF000198 | True;False
|  | PW720 | Triipkoodiga |  | With strip code | with strip code | ETIM |  |  | EF000391 | True;False
|  |  | Ülaääriku vahetu paigaldus (EN ISO 5211) |  | With top flange direct mount (EN ISO 5211) | with top flange direct mount (EN ISO 5211) | EN ISO 5211:2017 |  |  | EF025126 | True;False
|  | PW800 | Töödeldavus |  | Workability | description of the workability of the fresh concrete defined according to local standards | IFC |  | Workability | EF000732
|  | PW880 | Pakkematerjal |  | Wrapping material | special requirements for material used to wrap an artefact | IFC |  | WrappingMaterial
| PX |  | Omadused, mis algavad tähega "X" (veeru "G" järgi) |  | Properties that start with letter "X" | terms (property names) are based on a given reference | CCI-EE
|  | PX100 | Armatuurvarraste arv (x, alumine) |  | X direction lower bar count | the number of bars with X direction lower bar | IFC |  | XDirectionLowerBarCount
|  | PX150 | X suuna lipsurõngaste arv (siduvad) |  | X direction tie hoop count | the number of bars with X direction tie hoop bars | IFC |  | XDirectionTieHoopCount
|  | PX200 | Armatuurvarraste arv (x, ülemine) |  | X direction upper bar count | the number of bars with X direction upper bar | IFC |  | XDirectionUpperBarCount
| PY |  | Omadused, mis algavad tähega "Y" (veeru "G" järgi) |  | Properties that start with letter "Y" | terms (property names) are based on a given reference | CCI-EE
|  | PY100 | Armatuurvarraste arv (y, alumine) |  | Y direction lower bar count | the number of bars with Y direction lower bar | IFC |  | YDirectionLowerBarCount
|  | PY150 | Y suuna lipsurõngaste arv (siduvad) |  | Y direction tie hoop count | the number of bars with Y direction tie hoop bars | IFC |  | YDirectionTieHoopCount
|  | PY200 | Armatuurvarraste arv (y, ülemine) |  | Y direction upper bar count | the number of bars with Y direction upper bar | IFC |  | YDirectionUpperBarCount
Q? |  |  | Kvaliteediga seotud omadused |  | Quality related properties | terms (properties) related to quality (incl data/measurement errors) | CCI-EE
| QA |  | Omadused, mis algavad tähega "A" (veeru "G" järgi) |  | Properties that start with letter "A" | terms (property names) are based on a given reference | CCI-EE
|  | QA100 | Absoluutne viga |  | Absolute error | result of a measurement minus the true value | ISO 7078:2020
|  | QA175 | Aktsepteeritud referentsväärtus |  | Accepted reference value | value that serves as an agreed-upon reference for comparison | ISO 8000-2:2020 |  | AccuracyQualityExpected
|  | QA200 | Täpsus |  | Accuracy | specification to control precision of an approximate solution; the intended interpretation of the accuracy is that an approximate solution is acceptable if the difference between that approximate solution and any other approximate solution obtained by calculation with a finer distribution of sampling points is smaller than the given accuracy; there are two types of accuracy: (a) general accuracy applied to all the measurements, and (b) specific accuracy applied only to specified measurements | ISO 8000-2:2020
|  | QA210 | Täpsus (ISO 6789) |  | Accuracy (ISO 6789) | accuracy according to ISO 6789 | EN ISO 6789-1:2017;EN ISO 6789-2:2017 | % |  | EF015206
|  | QA225 | Täpsusklass |  | Accuracy class | class of measuring instruments or measuring systems that meet stated metrological requirements that are intended to keep measurement errors or instrumental measurement uncertainties within specified limits under specified operating conditions | ISO 7078:2020
|  | QA235 | Temperatuuri mõõtmistäpsus |  | Accuracy of temperature measurement | accuracy of temperature measurement | ETIM | % |  | EF014004
|  | QA245 | Vibratsiooni mõõtmistäpsus |  | Accuracy of vibration measurement | accuracy of vibration measurement | ETIM | % |  | EF014005
|  | QA325 | Korrigeerimise arvutus |  | Adjustment calculation | calculation process designed to distribute discrepancies due to the existence of redundant observations when measurement is carried out according to certain rules, for example the least squares method | ISO 7078:2020
|  | QA525 | Rakendus |  | Application | one or more processes creating or using product data | ISO 8000-2:2020
|  | QA550 | Rakenduse protokoll |  | Application protocol (AP) | part of ISO 10303 that specifies an application interpreted model satisfying the scope and information requirements for a specific application | ISO 8000-2:2020
|  | QA575 | Rakenduse referentsmudel |  | Application reference model (ARM) | information model that describes the information requirements and constraints of an application within an application protocol or module | ISO 8000-2:2020
|  | QA625 | Aritmeetiline keskmine |  | Arithmetic mean | sum of measured values divided by the number of values | ISO 7078:2020
|  | QA650 | Aritmeetiline kaalutud keskmine |  | Arithmetic weighted mean | sum of the products of each measured value and its weight of measurement (which can be positive or zero) divided by the sum of the weights of measurement | ISO 7078:2020
|  | QA725 | Hindamisnäitaja |  | Assessment indicator | sources of objective evidence used to support the assessor's judgement in rating process attributes | ISO 8000-2:2020
|  | QA750 | Hindamise sisend |  | Assessment input | information required before a process assessment can commence | ISO 8000-2:2020
|  | QA775 | Hindamise väljund |  | Assessment output | all of the tangible results from a process assessment | ISO 8000-2:2020
|  | QA800 | Hindamise protokoll |  | Assessment record | orderly documented collection of the information which is pertinent to a process assessment and adds to the understanding and verification of the process profiles generated by the assessment | ISO 8000-2:2020
|  | QA825 | Hindamismeeskond |  | Assessment team | one or more individuals who jointly perform a process assessment | ISO 8000-2:2020
|  | QA875 | Autoriteetne andmeallikas |  | Authoritative data source | owner of a process that creates data | ISO 8000-2:2020
|  | QA900 | Autoriteetne identifikaator |  | Authoritative identifier | identifier issued by an organization that is the originator of the object identified or that is a legal authority | ISO 8000-2:2020
|  | QA925 | Autoriteetne juriidilise isiku identifikaator (ALEI) |  | Authoritative legal entity identifier (ALEI) | identifier that identifies a legal entity and is issued by the administrative agency for a governing body of the nation, state, or community with the authority to grant legal status | ISO 8000-2:2020
| QB |  | Omadused, mis algavad tähega "B" (veeru "G" järgi) |  | Properties that start with letter "B" | terms (property names) are based on a given reference | CCI-EE
|  | QA200 | Äritehing |  | Business transaction | completion of a business action or a course of action | ISO 8000-2:2020
| QC |  | Omadused, mis algavad tähega "C" (veeru "G" järgi) |  | Properties that start with letter "C" | terms (property names) are based on a given reference | CCI-EE
|  | QC300 | Iseloomulikud andmed |  | Characteristic data | description of an entity by the class to which it belongs and a set of property values | ISO 8000-2:2020
|  | QC400 | Sulgemisviga |  | Closing error | error of closure; amount by which the value of one or more quantities obtained by surveying operations fails to agree with a fixed or theoretical value of the same quantities | ISO 7078:2020
|  | QC480 | Kombineeritud standardmõõtemääramatus |  | Combined standard measurement uncertainty | combined standard uncertainty; standard measurement uncertainty that is obtained using the individual standard meas­ure­ment uncertainties associated with the input quantities in a measurement model | ISO/IEC Guide 99:2007
|  | QC500 | Arvutisüsteem |  | Computer system | system containing one or more components; components include computers (hardware), associated software and data | ISO/IEC 25012:2014
|  | QC525 | Parandus |  | Correction | value added algebraically to the uncorrected result of a measurement to compensate for systematic measurement error | ISO 7078:2020
|  | QC575 | Katvuse tegur |  | Coverage factor | number larger than one by which a combined standard measurement uncertainty is multiplied to obtain an expanded measurement uncertainty | ISO/IEC Guide 99:2007
|  | QC585 | Katvuse intervall |  | Coverage interval | interval containing the set of true quantity values of a measurand with a stated probability, based on the information available | ISO/IEC Guide 99:2007
|  | QC595 | Katvuse tõenäosus |  | Coverage probability | probability that the set of true quantity values of a measurand is contained within a specified cover­age interval | ISO/IEC Guide 99:2007
| QD |  | Omadused, mis algavad tähega "D" (veeru "G" järgi) |  | Properties that start with letter "D" | terms (property names) are based on a given reference | CCI-EE
|  | QD025 | Andmed |  | Data | reinterpretable representation of information in a formalized manner suitable for communication, interpretation, or processing; data can be processed by humans or by automatic means | ISO/IEC 25012:2014
|  | QD045 | Andmete täpsus |  | Data accuracy | quality of data in respect of the represented value agreeing with the corresponding true value to a degree necessary for an intended purpose; when creating a data specification to address data accuracy considerations, an organization decides to include in the specification a requirement for a length value to have three decimal places | ISO 8000-2:2020
|  | QD065 | Andmete täpsuse kirje |  | Data accuracy record | record of the information provided about the data accuracy of a specified data set | ISO 8000-2:2020
|  | QD085 | Andmete administraator |  | Data administrator | person who controls and coordinates the work of data technicians by defining criteria needed to maintain data quality, by designing data schemata, and by analysing the causes of errors to prevent their recurrence | ISO 8000-2:2020
|  | QD105 | Andmete täielikkus |  | Data completeness | quality of a data set in respect of the content being all that is necessary for an intended purpose; when creating a data specification that addresses data completeness considerations, an organization includes in the specification a requirement for a data set to identify explicitly the applicable unit of measure for each physical quantity in the set. | ISO 8000-2:2020
|  | QD125 | Andmete täielikkuse kirje |  | Data completeness record | record of the information provided about the data completeness of a specified data set | ISO 8000-2:2020
|  | QD145 | Andmesõnastik |  | Data dictionary | collection of data dictionary entries that allows lookup by entity identifier | ISO 8000-2:2020
|  | QD165 | Andmesõnastiku kanne |  | Data dictionary entry | description of an entity type containing, at a minimum, an unambiguous identifier, a term and a definition; in the ISO 8000 architecture, a property need not be associated with a specific data type in a data dictionary; the association between a property and a data type can be made in a data specification | ISO 8000-2:2020
|  | QD185 | Andmete viga |  | Data error | non-fulfilment of a data requirement; in this term, “error” is synonymous with nonconformity | ISO 8000-2:2020
|  | QD205 | Andmevahetus |  | Data exchange | storing, accessing, transferring, and archiving of data | ISO 8000-2:2020
|  | QD225 | Andmete haldamine |  | Data governance | development and enforcement of policies related to the management of data | ISO 8000-2:2020
|  | QD245 | Andmehaldur |  | Data manager | person who establishes plans for data quality improvement in an organization, grants data administrators the authority to trace and correct data over the information systems or organization, and maintains data consistency in individual information systems through the organization-wide data architecture | ISO 8000-2:2020
|  | QD265 | Andmete päritolu kirje |  | Data provenance record | record of the ultimate derivation and passage of a piece of data through its various owners or custodians; data provenance record can include information about creation, update, transcription, abstraction, validation, and transferring ownership of data | ISO 8000-2:2020
|  | QD285 | Andmekvaliteet |  | Data quality | degree to which the characteristics of data satisfy stated and implied needs when used under specified conditions | ISO/IEC 25012:2014
|  | QD305 | Andmekvaliteedi karakteristik |  | Data quality characteristic | category of data quality attributes that bears on data quality | ISO/IEC 25012:2014
|  | QD325 | Andmekvaliteedi juhtimine |  | Data quality management | coordinated activities to direct and control an organization with regard to data quality | ISO 8000-2:2020
|  | QD345 | Andmekvaliteedi näitaja |  | Data quality measure | variable to which a value is assigned as the result of measurement of a data quality characteristic | ISO/IEC 25012:2014
|  | QD365 | Andmekvaliteedi mudel |  | Data quality model | defined set of characteristics which provides a framework for specifying data quality requirements and evaluating data quality | ISO/IEC 25012:2014
|  | QD385 | Andmekvaliteedi mudel: Hõlpsus |  | Data quality model: Accessibility | the degree to which data can be accessed in a specific context of use, particularly by people who need supporting technology or special configuration because of some disability | ISO/IEC 25012:2014
|  | QD405 | Andmekvaliteedi mudel: Õigsus |  | Data quality model: Accuracy | the degree to which data has attributes that correctly represent the true value of the intended attributes of a concept or event in a specific context of use; it has two main aspects: syntatic accuracy (the closeness of data values to a set of values defined in a domain considered syntactically correct - Mary vs Marj) and semantic accuracy (the closeness of the data values to a set of values defined in a domain considered semantically correct - low semantic accuracy means when the name John is stored as George, both names are syntactically accurate, but name point to a different person) | ISO/IEC 25012:2014
|  | QD425 | Andmekvaliteedi mudel: Käideldavus |  | Data quality model: Availability | the degree to which data has attributes that enable it to be retrieved by authorized users and/or applications in a specific context of use; a particular case of availability is concurrent acces (both read or to update data) by more than one user and/or application; another case of availability is the capability of data to be available for a specific perido of time; data should be available also during managing operations like backup | ISO/IEC 25012:2014
|  | QD445 | Andmekvaliteedi mudel: Täielikkus |  | Data quality model: Completeness | the degree to which data associated with an entity has values for all expected attributes and related entity instances in a specific context of use; for example incomplete data means that somebody can't be reached in the event of an emergency because of incomplete data | ISO/IEC 25012:2014
|  | QD465 | Andmekvaliteedi mudel: Vastavus |  | Data quality model: Compliance | the degree to which data has attributes that adhere to standards, conventions or regulations in force and similar rules relating to data quality in a specific context of use | ISO/IEC 25012:2014
|  | QD485 | Andmekvaliteedi mudel: Konfidentsiaalsus |  | Data quality model: Confidentiality | the degree to which data has attributes that ensure that it is only accessible and interpretable by authorized users in a specific context of use | ISO/IEC 25012:2014
|  | QD505 | Andmekvaliteedi mudel: Kooskõla |  | Data quality model: Consistency | the degree to which data has attributes that are free from contradiction and are coherent with other data in a specific context of use; in can be either or both among data ragarding one entity and across similar data for comparable entities; future date cannot earlier than a starting date | ISO/IEC 25012:2014
|  | QD525 | Andmekvaliteedi mudel: Usaldusväärsus |  | Data quality model: Credibility | the degree to which data has attributes that are regarded as true and believable by users in a specific context of use | ISO/IEC 25012:2014
|  | QD545 | Andmekvaliteedi mudel: Kaasaegsus |  | Data quality model: Currentness | the degree to which data has attributes that are of the right age in a specific context of use | ISO/IEC 25012:2014
|  | QD565 | Andmekvaliteedi mudel: Tõhusus |  | Data quality model: Efficiency | the degree to which data has attributes that can be processed and provide the expected levels of performance by using the appropriate amounts and types of resources in a specific context of use; using more space that necessary to store data can cause waste of storage, memory and time | ISO/IEC 25012:2014
|  | QD585 | Andmekvaliteedi mudel: Porditavus |  | Data quality model: Portability | the degree to which data has attributes that enable it to be installed, replaced or moved from one system to another preserving the existing quality in a specific context of use | ISO/IEC 25012:2014
|  | QD605 | Andmekvaliteedi mudel: Täpsus |  | Data quality model: Precision | the degree to which data has attributes that are exact or that provide discrimination in a specific context of use; a precision of 5 decimal places allows different functionalities rather than a precision of 2 decimal places | ISO/IEC 25012:2014
|  | QD625 | Andmekvaliteedi mudel: Taastuvus |  | Data quality model: Recoverability | the degree to which data has attributes that enable it to maintain and preserve a specified level of operations and quality, even in the event of failure, in a specific context of use | ISO/IEC 25012:2014
|  | QD645 | Andmekvaliteedi mudel: Jälitatavus |  | Data quality model: Traceability | the degree to which data has attributes that provide an audit trail of access to the data and of any changes made to the data in a specific context of use; for example, public administrations must keep information about the access executed by users for investigating who read/wrote confidential data | ISO/IEC 25012:2014
|  | QD665 | Andmekvaliteedi mudel: Arusaadavus |  | Data quality model: Understandability | the degree to which data has attributes that enable it to be read and interpreted by users, and are expressed in appropriate languages, symbols and units in a specific context of use; some information about data understandability are provided by metadata; for example, country name/label is more understandable than country code/number | ISO/IEC 25012:2014
|  | QD685 | Andmekogum |  | Data set | logically meaningful grouping of data; ex. computer-aided design (CAD) files; e.g. electronic data interchange (EDI) transactions | ISO 8000-2:2020
|  | QD705 | Andmete spetsifikatsioon |  | Data specification | set of requirements covering the characteristics of data being fit for one or more particular purposes; ISO 8000-110 requires a data specification to describe how items belong to a particular class by using entries from a data dictionary | ISO 8000-2:2020
|  | QD725 | Andmekorraldaja |  | Data steward | person or organization delegated the responsibility for managing a specific set of data resources | ISO 8000-2:2020
|  | QD745 | Andmetehnik |  | Data technician | person who creates, reads, modifies, and deletes data in accordance with the guidelines for data quality management, and measures data quality and corrects data errors found as a result of measuring data quality | ISO 8000-2:2020
|  | QD765 | Andmetüüp |  | Data type | categorization of an abstract set of possible values, characteristics, and set of operations for an attribute | ISO/IEC 25012:2014
|  | QD790 | Definitsiooniline määramatus |  | Definitional uncertainty | component of measurement uncertainty resulting from the finite amount of detail in the definition of a measurand | ISO/IEC Guide 99:2007
|  | QD825 | Lahknevus |  | Discrepancy | difference between results of duplicate or comparable measures of a quantity; or difference in computed values of a quantity obtained by different processes using data from the same survey | ISO 7078:2020
|  | QD850 | Dispersioon |  | Dispersion | scatter of the measured values obtained in a set of measurements of a quantity | ISO 7078:2020
| QE |  | Omadused, mis algavad tähega "E" (veeru "G" järgi) |  | Properties that start with letter "E" | terms (property names) are based on a given reference | CCI-EE
|  | QE400 | Kõrgtasasus |  | Elevational flatness | indicative (95%-100%) range flatness associated to the elevational surface in ZX, if different to the overall flatness | IFC |  | ElevationalFlatness
|  | QE500 | Olem |  | Entity | representation of a set of real or abstract things that are recognized as the same type because they share the same characteristics and can participate in the same relationships | ISO/IEC 25012:2014
|  | QE550 | Olemieksemplar |  | Entity instance | one of a set of real or abstract things represented by an entity | ISO/IEC 25012:2014
|  | QE950 | Laiendatud mõõtemääramatus |  | Expanded measurement uncertainty | expanded uncertainty; product of a combined standard measurement uncertainty and a factor larger than the number one | ISO/IEC Guide 99:2007
| QF |  | Omadused, mis algavad tähega "F" (veeru "G" järgi) |  | Properties that start with letter "F" | terms (property names) are based on a given reference | CCI-EE
|  | QF200 | Tasuline dekodeerimine |  | Fee-based decoding | identifier resolution that, only after paying a fee, returns an associated data set | ISO 8000-2:2020
|  | QF400 | Formaalne süntaks |  | Formal syntax | specification of the valid sentences of a formal language using a formal grammar | ISO 8000-2:2020
|  | QF600 | Tasuta dekodeerimine |  | Free decoding | identifier resolution that, without the need to pay a fee, returns an associated data set | ISO 8000-2:2020
|  | QF650 | Tasuta kodeering |  | Free encoding | without the need to pay a fee, using terms and definitions to discover concept identifiers | ISO 8000-2:2020
| QH |  | Omadused, mis algavad tähega "H" (veeru "G" järgi) |  | Properties that start with letter "H" | terms (property names) are based on a given reference | CCI-EE
|  | QH450 | Horisontaalne sirgus |  | Horizontal straightness | indicative (95%-100%) range straightness associated to the horizontal shape in X, if different to the overall straightness | IFC |  | HorizontalStraightness
|  | QH475 | Horisontaalne tolerants |  | Horizontal tolerance | indicative (95%-100%) range tolerance associated to the horizontal shape and position in X, if different to the overall tolerance | IFC |  | HorizontalTolerance
|  | QH500 | Horisontaalne määramatus |  | Horizontal uncertainty | indicative (95%-100%) range diameter associated to the vertical shape and position in X, if different to the linear uncertainty | IFC |  | HorizontalUncertainty
| QJ |  | Omadused, mis algavad tähega "I"/"J" (veeru "G" järgi) |  | Properties that start with letter "I"/"J" | terms (property names) are based on a given reference | CCI-EE
|  | QJ100 | Identifikaator |  | Identifier | string of characters created by an organization to reference a data set | ISO 8000-2:2020
|  | QJ150 | Identifikaatori eraldusvõime |  | Identifier resolution | process that, when applied to an identifier, returns an associated data set | ISO 8000-2:2020
|  | QJ200 | Kvantiteedi mõjusus |  | Influence quantity | quantity that, in a direct measurement, does not affect the quantity that is actually measured, but affects the relation between the indication and the measurement result | ISO 7078:2020
|  | QJ225 | Informatsioon |  | Information | knowledge concerning objects, such as facts, events, things, processes, or ideas, including concepts, that within a certain context have a particular meaning | ISO/IEC 25012:2014
|  | QJ250 | Infosüsteem |  | Information system | one or more computer systems and communication systems, together with associated organizational resources such as human, technical, and financial resources, that provide and distribute information | ISO/IEC 25012:2014
|  | QJ300 | Ülevaatus |  | Inspection | determination of conformity to specified requirements | ISO 8000-2:2020
|  | QJ350 | Kontrolli tulemus |  | Inspection result | result of inspection which indicates whether, or not, quality defects exist within the inspected product shape data; such results can also include detailed information on what type of quality defects exist, and how serious the defect is, together with the shape element data where the problem is detected | ISO 8000-2:2020
|  | QJ400 | Terviklus |  | Integrity | property of safeguarding the accuracy and completeness of assets | ISO/IEC 25012:2014
|  | QJ450 | Tootmisartikkel |  | Item of production | goods or service that conforms to a specification defined by a supplier; items of production are commonly tracked by part numbers, model numbers, or procedure codes | ISO 8000-2:2020
|  | QJ500 | Tarneartikkel |  | Item of supply | class of substitutable goods or services that fulfil a fit, form or function defined by a buyer | ISO 8000-2:2020
| QL |  | Omadused, mis algavad tähega "L" (veeru "G" järgi) |  | Properties that start with letter "L" | terms (property names) are based on a given reference | CCI-EE
|  | QL150 | Juriidiline isik |  | Legal entity | physical or juridical person granted legal status by the governing body of a nation, state or community | ISO 8000-2:2020
|  | QL350 | Lineaarne määramatus |  | Linear uncertainty | indicative (95%-100%) range diameter associated to the overall shape and position in XYZ | IFC |  | LinearUncertainty
| QM |  | Omadused, mis algavad tähega "M" (veeru "G" järgi) |  | Properties that start with letter "M" | terms (property names) are based on a given reference | CCI-EE
|  | QM050 | Põhiandmed |  | Master data | data held by an organization to describe the entities that are both independent and fundamental for that organization, and referenced in order to perform its transactions | ISO 8000-2:2020
|  | QM075 | Põhiandmete teade |  | Master data message | data message used to exchange master data | ISO 8000-2:2020
|  | QM100 | Valmidusaste |  | Maturity level | point on an ordinal scale of organizational process maturity that characterises the maturity of the organizational unit assessed in the scope of the maturity model used | ISO 8000-2:2020
|  | QM125 | Valmiduse mudel |  | Maturity model | model derived from one or more specified process assessment models that identify the process sets associated with the levels in a specified scale of organizational process maturity | ISO 8000-2:2020
|  | QM150 | Mõõde |  | Measure | ascertain or determine the magnitude or quantity of something | ISO 8000-2:2020
|  | QM175 | Mõõtmine |  | Measurement | result of measuring something | ISO 8000-2:2020
|  |  | Mõõtmistäpsus |  | Measurement accuracy | accuracy of measurement; closeness of agreement between a measured quantity value and a true quantity value of a measurand | ISO 7078:2020
|  | QM185 | Süstemaatilise vea hinnang |  | Measurement bias | bias; estimate of a systematic measurement error | ISO/IEC Guide 99:2007
|  | QM200 | Mõõtmisandmed |  | Measurement data | data representing a measurement | ISO 8000-2:2020
|  | QM210 | Mõõtmisviga |  | Measurement error | measured quantity value minus a reference quantity value | ISO 7078:2020
|  | QM215 | Mõõtetäpsus |  | Measurement precision | precision; closeness of agreement between indications or measured quantity values obtained by replicate measurements on the same or similar objects under specified conditions | ISO/IEC Guide 99:2007
|  | QM225 | Mõõtmise nõue |  | Measurement requirement | textual description of how a criterion is measured, including any necessary additional attributes and rules to control the test and the element or elements to be tested, and which plays the role of an external specification for a reliable measuring algorithm | ISO 8000-2:2020 |  | DimensionalAccuracyClass
|  | QM250 | Mõõtmiste standard |  | Measurement standard | realization of the definition of a given quantity value and associated measurement uncertainty, used as a reference | ISO 7498:2020
|  | QM260 | Mõõtevastavus |  | Measurement trueness | trueness of measurement; trueness; closeness of agreement between the average of an infinite number of replicate measured quantity values and a reference quantity value | ISO/IEC Guide 99:2007
|  | QM265 | Mõõtemääramatus |  | Measurement uncertainty | uncertainty of measurement; uncertainty; non-negative parameter characterizing the disper­sion of the quantity values being attributed to a measurand, based on the information used | ISO/IEC Guide 99:2007
|  | QM275 | Metaandmed |  | Metadata | data that describe other data | ISO/IEC 25012:2014
| QN |  | Omadused, mis algavad tähega "N" (veeru "G" järgi) |  | Properties that start with letter "N" | terms (property names) are based on a given reference | CCI-EE
|  | QN450 | Mittevastavus |  | Nonconformity | non-fulfilment of a requirement | ISO 8000-2:2020
| QP |  | Omadused, mis algavad tähega "P" (veeru "G" järgi) |  | Properties that start with letter "P" | terms (property names) are based on a given reference | CCI-EE
|  | QP100 | Objektiivsed tõendid |  | Objective evidence | data supporting the existence or verity of something; objective evidence can be obtained through observing, measuring, testing or other means | ISO 8000-2:2020
|  | QP200 | Organisatsiooni identifikaator |  | Organization identifier | reference that can be resolved unambiguously to the legal name, the location and the administrator of the organization | ISO 8000-2:2020
|  | QP225 | Organisatsiooniüksus |  | Organizational unit | identified part of an organization that deploys one or more processes that operate within a coherent set of business goals and which forms the basis for the scope of an assessment | ISO 8000-2:2020
|  | QP275 | Ortogonaalne ortogonaalsus |  | Orthogonal orthogonality | indicative (95%-100%) range orthogonality associated to the horizontal shape and orientation in Y, if different to the overall orthogonality | IFC |  | OrthogonalOrthogonality
|  | QP295 | Ortogonaalne sirgus |  | Orthogonal straightness | indicative (95%-100%) range straightness associated to the horizontal shape in Y, if different to the overall straightness | IFC |  | OrthogonalStraightness
|  | QP315 | Ortogonaalne tolerants |  | Orthogonal tolerance | indicative (95%-100%) range tolerance associated to the horizontal shape and position in Y, if different to the overall tolerance | IFC |  | OrthogonalTolerance
|  | QP335 | Ortogonaalne määramatus |  | Orthogonal uncertainty | indicative (95%-100%) range diameter associated to the horizontal shape and position in Y, if different to the horizontal uncertainty | IFC |  | OrthogonalUncertainty
|  | QP425 | Üldine ortogonaalsus |  | Overall orthogonality | indicative (95%-100%) range orthogonality associated to the intended shape and orientation in XYZ | IFC |  | OverallOrthogonality
|  | QP440 | Üldine sirgus |  | Overall straightness | indicative (95%-100%) range straightness associated to the intended shape. | IFC |  | OverallStraightness
|  | QP455 | Üldine tolerants |  | Overall tolerance | indicative (95%-100%) range tolerance associated to the intended shape and position in XYZ. | IFC |  | OverallTolerance
|  | QP500 | Osa number |  | Part number | unique alphanumeric designation assigned to an object in a manufacturing system | ISO 8000-2:2020
|  | QP575 | Mõõtmise täpsus |  | Precision of measurement | closeness of agreement between independent measurement results obtained under stipulated conditions | ISO 7078:2020
|  | QP600 | Protsessi hindamine |  | Process assessment | disciplined evaluation of an organizational unit’s processes against a process assessment model | ISO 8000-2:2020
|  | QP620 | Protsessi hindamise mudel |  | Process assessment model | model suitable for the purpose of assessing a specified process quality characteristic, based on one or more process reference models | ISO 8000-2:2020
|  | QP640 | Protsessi atribuut |  | Process attribute | measurable property of a process quality characteristic | ISO 8000-2:2020
|  | QP660 | Protsessi atribuudi hinnang |  | Process attribute rating | judgement of the degree of achievement of the process attribute for the assessed process | ISO 8000-2:2020
|  | QP680 | Protsessi võimekus |  | Process capability | characterization of the ability of a process to meet current or projected business goals | ISO 8000-2:2020
|  | QP700 | Protsessi võimekuse tase |  | Process capability level | characterization of a process on an ordinal measurement scale of a process capability | ISO 8000-2:2020
|  | QP720 | Protsessi kirjeldus |  | Process description | set of interrelated or interacting activities that use inputs to deliver an intended result | ISO 8000-2:2020
|  | QP740 | Protsessi mõõde |  | Process dimension | set of elements in a process assessment model explicitly related to the processesdefined in the relevant process reference model(s) | ISO 8000-2:2020
|  | QP760 | Protsessi tulemus |  | Process outcome | observable result of the successful achievement of process purpose; an outcome statement describes one of the following: production of an artefact; a significant change in state; meeting of specified constraints, e.g. requirements, goals, etc. | ISO 8000-2:2020
|  | QP780 | Protsessi profiil |  | Process profile | set of process attribute ratings for an assessed process | ISO 8000-2:2020
|  | QP800 | Toode |  | Product | thing or substance produced by a natural or artificial process | ISO 8000-2:2020
|  | QP820 | Tooteandmed |  | Product data | representation of information about a product in a formal manner suitable for communication, interpretation, or processing by human beings or by computers | ISO 8000-2:2020
|  | QP840 | Tooteandmete kvaliteet |  | Product data quality | consistency, completeness, and suitability for the purpose of the product data | ISO 8000-2:2020
|  | QP860 | Toote kujuandmed |  | Product shape data | data representing product shape with geometric and topological information in accordance with ISO 10303-42 | ISO 8000-2:2020
|  | QP880 | Omaduse väärtus |  | Property value | instance of a specific value together with an identifier for a data dictionary entry that defines a property | ISO 8000-2:2020
|  | QP900 | Proksi identifikaator |  | Proxy identifier | identifier issued by an organization that is not the originator of the object identified | ISO 8000-2:2020
|  | QP920 | Proksi juriidilise isiku identifikaator |  | Proxy legal entity identifier | identifier that identifies a legal entity and is issued by an organization that is not the administrative agency for a government and, thus, has no authority to grant legal status | ISO 8000-2:2020
| QQ |  | Omadused, mis algavad tähega "Q" (veeru "G" järgi) |  | Properties that start with letter "Q" | terms (property names) are based on a given reference | CCI-EE
|  | QQ700 | Kvaliteet |  | Quality | indicates the quality of measurement or failure condition, which may be further qualified by the Status; true: measured values are considered reliable; false: measured values are considered not reliable (i.e. a fault has been detected); unknown: reliability of values is uncertain | IFC |  | Quality |  | True;False;Unknown
|  | QQ725 | Kvaliteediklass |  | Quality class | degree to which a set of inherent characteristics of an object fulfils requirements; can be used with adjectives such as poor, good or excellent; “Inherent”, as opposed to “assigned”, means existing in the object | ISO 8000-2:2020
|  | QQ750 | Kvaliteedi kriteerium |  | Quality criterion | criterion for evaluating product data quality | ISO 8000-2:2020
|  | QQ775 | Kvaliteedijuhtimissüsteem |  | Quality management system | part of a management system with regard to quality | ISO 8000-2:2020
|  | QQ800 | Kvaliteedinäitaja element |  | Quality measure element | measure, which is either a base measure or a derived measure, that is used for constructing software or data quality measures | ISO/IEC 25012:2014
|  | QQ825 | Kvaliteedinõue |  | Quality requirement | need or expectation that is stated, generally implied or obligatory | ISO 8000-2:2020
| QR |  | Omadused, mis algavad tähega "R" (veeru "G" järgi) |  | Properties that start with letter "R" | terms (property names) are based on a given reference | CCI-EE
|  | QR100 | Juhuslik viga |  | Random error | result of a measurement minus the mean that would result from an infinite number of measurements of the same measurand carried out under repeatability conditions | ISO 7078:2020
|  | QR125 | Max-min vahe |  | Range | difference between the greatest and least values of a number of observations | ISO 7078:2020
|  | QR225 | Suhteline viga |  | Relative error | method of expressing measurement errors in which %RE = [(measured value – true value)/true value] × 100 % | ISO 7078:2020
|  |  | Suhteline lineaarsushälve |  | Relative linearity deflection | relative linearity deflection | ETIM | % |  | EF004034
|  |  | Suhteline korratavusviga |  | Relative repeat accuracy | relative repeat accuracy | ETIM |  |  | EF004100
|  | QR235 | Suhteline standardmõõtemääramatus |  | Relative standard measurement uncertainty | standard measurement uncertainty divided by the absolute value of the measured quantity value | ISO/IEC Guide 99:2007
|  | QR250 | Mõõtmistulemuste korratavus |  | Repeatability of results of measurement | closeness of the agreement between the results of successive measurements (3.1.1) of the same measurand (3.1.6) carried out under the same conditions of measurement | ISO 7078:2020
|  | QR275 | Mõõtmise reprodutseeritavuse tingimus |  | Reproducibility condition of measurement | condition of measurement, out of a set of conditions that includes different locations, operators, measuring systems, and replicate measurements on the same or similar objects | ISO 7078:2020
|  | QR525 | Ruutkeskmine viga |  | Root mean squared error | square root of the mean of the squared differences of measured values and predicted values | ISO 7078:2020
| QS |  | Omadused, mis algavad tähega "S" (veeru "G" järgi) |  | Properties that start with letter "S" | terms (property names) are based on a given reference | CCI-EE
|  | QS100 | Kooldumise korrigeerimine |  | Sag correction | correction which is applied to eliminate the difference between the length of a measuring tape in catenary and its length when supported continuously | ISO 7078:2020
|  | QS200 | Semantiline kodeering |  | Semantic encoding | technique of replacing natural language terms in a message with identifiers that reference data dictionary entries | ISO 8000-2:2020
|  | QS225 | Semantiliselt kodeeritud andmete spetsifikatsioon |  | Semantically coded data specification | data specification that uses entries from a data dictionary; ex. an ISO/TS 22745-30 compliant identification guide; e.g. ISO 13584-501 | ISO 8000-2:2020
|  | QS250 | Seerianumber |  | Serial number | number used to identify an individual occurrence of an item of production; also as asset tracking number; also as asset number | ISO 8000-2:2020
|  | QS450 | Kalde korrigeerimine |  | Slope correction | correction which is applied to a distance measured on a slope to reduce it to a horizontal distance between the vertical lines through its end points | ISO 7078:2020
|  | QS700 | Standardhälve |  | Standard deviation | positive square root of the variance | ISO 7078:2020
|  | QS725 | Asendi standardviga |  | Standard error of position | square root of the sum of the squared errors of the coordinates (x and y or East and North) of a point | ISO 7078:2020
|  | QS735 | Standardne mõõtemääramatus |  | Standard measurement uncertainty | standard uncertainty of measurement; standard uncertainty; measurement uncertainty expressed as a stan­dard deviation | ISO/IEC Guide 99:2007
|  | QS750 | Laoseisuüksus (SKU) |  | Stockkeeping unit (SKU) | identifier of a set of product characteristics for the purpose of inventory control or procurement | ISO 8000-2:2020
|  | QS875 | Süstemaatiline mõõtmisviga |  | Systematic measurement error | component of measurement error that in replicate measurements remains constant or varies in a predictable way when the conditions change | ISO 7078:2020
| QT |  | Omadused, mis algavad tähega "T" (veeru "G" järgi) |  | Properties that start with letter "T" | terms (property names) are based on a given reference | CCI-EE
|  | QT075 | Eesmärgiks seatud mõõtemääramatus |  | Target measurement uncertainty | target uncertainty; measurement uncertainty specified as an upper limit and decided on the basis of the intended use of measurement results | ISO/IEC Guide 99:2007
|  | QT250 | Lävi |  | Threshold | allowance used for the assessment of shape data quality by numerical test | ISO 8000-2:2020
|  | QT450 | Tolerantsi alus |  | Tolerance basis | indication of the basis of the tolerance requirement | IFC |  | ToleranceBasis |  | Assembly;Deflection;Expansion;Settlement;Appearance;Structural;Functionality;Other:Not known;Unset
|  | QT475 | Tolerantsi kirjeldus |  | Tolerance description | general description of the tolerance associated to the element or feature, its source and implications | IFC |  | ToleranceDescription
|  | QT500 | Kogu mõõtmisviga |  | Total measuring error | whole measurement error which consists of a combination of the random error and the systematic error | ISO 7078:2020
|  | QT600 | Tehinguandmed |  | Transaction data | data representing a business transaction | ISO 8000-2:2020
|  | QT650 | Korrektne väärtus |  | True value | value that characterizes a characteristic perfectly defined in the conditions that exist when the characteristic is considered; the true value is a theoretical concept and, in general, cannot be known exactly | ISO 8000-2:2020
|  | QT925 | A-tüüpi mõõtemääramatuse hindamine |  | Type A evaluation of measurement uncertainty | type A evaluation; evaluation of a component of measurement uncer­tainty by a statistical analysis of measured quantity values obtained under defined measurement condi­tions | ISO/IEC Guide 99:2007
|  | QT935 | B-tüüpi mõõtemääramatuse hindamine |  | Type B evaluation of measurement uncertainty | type B evaluation; evaluation of a component of measurement uncertainty determined by means other than a Type A evaluation of measurement uncertainty | ISO/IEC Guide 99:2007
| QU |  | Omadused, mis algavad tähega "U" (veeru "G" järgi) |  | Properties that start with letter "U" | terms (property names) are based on a given reference | CCI-EE
|  | QU475 | Määramatuse alus |  | Uncertainty basis | indication of the basis of the uncertainty | IFC |  | UncertaintyBasis |  | Measurement;Observation;Assessment;Interpritation;Estimate;User defined;Not known;Not defined
|  | QU500 | Määramatuse kirjeldus |  | Uncertainty description | general description of the uncertainty associated to the element or feature, its source and implications | IFC |  | UncertaintyDescription
| QV |  | Omadused, mis algavad tähega "V" (veeru "G" järgi) |  | Properties that start with letter "V" | terms (property names) are based on a given reference | CCI-EE
|  | QV100 | Kinnitamine |  | Validation | confirmation, through the provision of objective evidence, that the requirements for a specific intended use or application have been fulfilled | ISO 8000-2:2020
|  | QV125 | Dispersioon |  | Variance | for any sample, average of the squares of the deviations from the mean | ISO 7078:2020
|  | QV200 | Kontrollimine |  | Verification | confirmation, through the provision of objective evidence, that specified requirements have been fulfilled | ISO 8000-2:2020
|  | QV225 | Vertikaalne ortogonaalsus |  | Vertical orthogonality | indicative (95%-100%) range orthogonality associated to the vertical shape and orientation in Z, if different to the overall orthogonality. | IFC |  | Vertical orthogonality
|  | QV250 | Vertikaalne sirgus |  | Vertical straightness | indicative (95%-100%) range straightness associated to the vertical shape in Z, if different to the overall straightness | IFC |  | VerticalStraightness
|  | QV275 | Vertikaalne tolerants |  | Vertical tolerance | indicative (95%-100%) range tolerance associated to the vertical shape and position in Z, if different to the overall tolerance | IFC |  | VerticalTolerance
|  | QV300 | Vertikaalne määramatus |  | Vertical uncertainty | indicative (95%-100%) range diameter associated to the vertical shape and position in Z, if different to the linear uncertainty | IFC |  | VerticalUncertainty
|  | QV425 | Oluline andmestik |  | Vital record | record of life events kept under governmental authority | ISO 8000-2:2020
| QW |  | Omadused, mis algavad tähega "W" (veeru "G" järgi) |  | Properties that start with letter "W" | terms (property names) are based on a given reference | CCI-EE
|  | QW225 | Mõõtmise kaal |  | Weight of measurement | number which expresses the degree of confidence in the result of a measurement of a certain quantity in comparison with the results of another measurement of the same quantity | ISO 7078:2020
S? |  |  | Tervise ja ohutusega seotud omadused |  | Health and safety related properties | terms (propetries) concerning health and safety | CCI-EE
| SA |  | Omadused, mis algavad tähega "A" (veeru "G" järgi) |  | Properties that start with letter "A" | terms (property names) are based on a given reference | CCI-EE
|  | SA100 | Sildumise riskifaktor |  | Abnormal berthing factor | risk assessed safety factor | IFC |  | AbnormalBerthingFactor
|  | SA110 | Kulumiskindlus (EN 530) |  | Abrasion resistance (EN 530) | abrasion resistance (EN 530) | EN 530:2010 |  |  | EF014995 | Class 1;Class 2;Class 3;Class 4;Class 5;Class 6
|  | SA180 | Vastavalt standardile EN 50321 |  | According to EN 50321 | according to EN 50321 | EN 50321-1:2018 |  |  | EF015960 | True;False
|  | SA190 | Vastab standardile EN 50528 |  | According to EN 50528 | according to EN 50528 | EN 50528:2010 |  |  | EF015997 | True;False
|  | SA200 | Vastavalt standardile EN 60903 |  | According to EN 60903 | according to EN 60903 | EN 60903:2004 |  |  | EF015938 | True;False
|  | SA210 | Vastavalt standardile EN ISO 20345 |  | According to EN ISO 20345 | according to EN ISO 20345 | EN ISO 20345:2022 |  |  | EF015961 | True;False
|  | SA220 | Vastavalt standardile EN 60903 |  | According to EN 60903 | according to EN 60903 | EN 60903:2004 |  |  | EF015937 | True;False
|  | SA500 | Sissemurdmiskindluse klass (akna- ja uksetarvikud) |  | Anti-burglary protection (building hardware) | anti-burglary protection (building hardware) | EN 1906:2012 |  |  | EF012936 | 0;1;2;3;4;Other
|  | SA510 | Vastupidavus puurimisele (turvalukk) |  | Anti-drilling protection (security lock furniture) | anti-drilling protection (security lock furniture) | EN 1906:2012 |  |  | EF013150 | True;False
|  | SA600 | Heakskiidetud täielikuks paanikaukseks |  | Approved for full panic door | approved for full panic door | EN 179:2008 |  |  | EF012875 | True;False
|  | SA750 | Seotud tegevus |  | Associated activity | an indication or link to any associated activity or process that may trigger the hazard; If used directly on an annotation or semantic object; for an alternative see group use encording template | IFC |  | AssociatedActivity
|  | SA760 | Seotud asukoht |  | Associated location | an indication or link to any associated location or space that may trigger the hazard; if used directly on an annotation or semantic object; for an alternative see group use encording template | IFC |  | AssociatedLocation
|  | SA770 | Seotud toode |  | Associated product | an indication or link to any associated product or material that may trigger the hazard; if used directly on an annotation or semantic object; for an alternative see group use encording template | IFC |  | AssociatedProduct
|  | SA820 | ATEX sertifikaat |  | Atex verified | an indication whether the tripping_unit is verified to be applied in EX-environment or not | IFC |  | AtexVerified |  | True;False
| SB |  | Omadused, mis algavad tähega "B" (veeru "G" järgi) |  | Properties that start with letter "B" | terms (property names) are based on a given reference | CCI-EE
|  | SB500 | Hingamiskaitse (EN 136) |  | Breathing protection (EN 136) | breathing protection (EN 136) | EN 136:1999 |  |  | EF014902 | Class 1;Class 2;Class 3
|  | SB650 | Hoonete metallsuluste vastavus EN 179 |  | Building hardware approved according to EN 179 | building hardware approved according to EN 179 | EN 179:2008 |  |  | EF013177 | True;False
|  | SB680 | Klaasi sissemurdmiskindluse klass |  | Burglar resistance (glass, security glazing) | burglar resistance (glass, security glazing) | EN 356:2000 |  |  | EF014767 | P1A;P2A;P3A;P4A;P5A;Other
|  | SB690 | Akna sissemurdmiskindlus |  | Burglar resistance (glass - windows, doors, curtain wall) | burglar resistance (glass - windows, doors, curtain wall) | EN 1627:2021 |  |  | EF014768 | RC 1;RC 1 N;RC 2 N;RC 2;RC 3;RC 4;RC 5;RC 6
|  | SB700 | Sissemurdmiskindluse turvaklass |  | Burglar resistance class | quality characteristic that indicates burglary resistance class according to standard | EN 1627:2021 |  |  |  | RC 1;RC 1N;RC 2;RC 2N;RC 3;RC 4;RC 5;RC 6
|  | SB710 | Vargakindluse klass (NEN 5089) |  | Burglar resistance class (NEN 5089) | burglar resistance class (NEN 5089) | NEN 5089 |  |  | EFNL0004 | SKG*;SKG**;SKG***
|  | SB720 | Varguskindlusklass (NEN 5096) |  | Burglar resistance class (NEN 5096) | burglar resistance class (NEN 5096) | NEN 5096 |  |  | EFNL0007 | 1;2;3;Other
|  | SB740 | Purunemiskaitse (ISO 13938-1) |  | Burst consistence (ISO 13938-1) | burst consistence (ISO 13938-1) | EN ISO 13938-1:2019 |  |  | EF014996 | Class 1;Class 2;Class 3;Class 4;Class 5;Class 6
| SC |  | Omadused, mis algavad tähega "C" (veeru "G" järgi) |  | Properties that start with letter "C" | terms (property names) are based on a given reference | CCI-EE
|  | SC300 | Sertifitseeritud vastavalt EN 1125 (hoonete metallsulused) |  | Certified according to EN 1125 (building hardware) | certified according to EN 1125 | EN 1125:2008 |  |  | EF013361 | True;False
|  | SC310 | Sertifitseeritud vastavalt EN 179 (hoonete metallsulused) |  | Certified according to EN 179 (building hardware) | certified according to EN 179 (building hardware) | EN 179:2008 |  |  | EF013360 | True;False
|  | SC500 | Vastab standardile TRBS 2121-2 |  | Compliant to TRBS 2121-2 | compliant to TRBS 2121-2 | TRBS 2121-2 |  |  | EFDE0004 | True;False
|  | SC600 | Alarmi tüüp |  | Condition | table mapping alarm condition identifiers to descriptive labels, which may be used for interpreting Pset_AlarmPHistory.Condition | IFC |  | Condition
| SE |  | Omadused, mis algavad tähega "E" (veeru "G" järgi) |  | Properties that start with letter "E" | terms (property names) are based on a given reference | CCI-EE
|  | SE350 | Elektriklass (EN 50321-1) |  | Electrical class (EN 50321-1) | electrical class (EN 50321-1) | EN 50321-1:2018 |  |  | EF016377 | 00;0;1;2;3;4
|  | SE360 | Elektriklass (EN 60903) |  | Electrical class (EN 60903) | electrical class (EN 60903) | EN 60903:2004 |  |  | EF016379 | 000;00;0;1;2;3;4;Other
|  | SE500 | Alarmi kasutus |  | Enabled | indicates whether alarm is enabled or disabled over time | IFC |  | Enabled |  | True;False
| SH |  | Omadused, mis algavad tähega "H" (veeru "G" järgi) |  | Properties that start with letter "H" | terms (property names) are based on a given reference | CCI-EE
|  | SH100 | Käepidemed |  | Has grab handles | indicates whether the bath is fitted with handles that provide assistance to a bather in entering or leaving the bath | IFC |  | HasGrabHandles |  | True;False
|  | SH150 | Võtmega lukustatav |  | Has lock | indication of whether a switching device has a key operated lock (=True) or not (=False) | IFC |  | HasLock |  | True;False
|  |  | Kuuma- ja leegikaitse (EN ISO 11612) |  | Heat and flame protection (EN ISO 11612) | heat and flame protection (EN ISO 11612) | EN ISO 11612:2015 |  |  | EF013743 | True;False
|  | SH701 | HSE1 (hooldustegevuste vastavus standarditele, protseduuridele, seadustele ja reeglitele) |  | HSE1 (conformity of maintenance activities to standards, procedures, law and rules) | conformity of maintenance activities to standards, procedures, law and rules (HSE laws and rules implemented / law and rules required) | EN 15341:2019 | %
|  | SH702 | HSE2 (õnnetuste riskianalüüsi meetmete täitmine) |  | HSE2 (completion of failures risk analysis) | completion of failures risk analysis (risk analysis performed / risk analysis required) | EN 15341:2019 | %
|  | SH703 | HSE3 (mittetoimimine mittevastavuse tõttu terviseohutuse keskkonnale) |  | HSE3 (unavailability due to non healt-safety-environement (HSE) conformity) | unavailability due to non healt-safety-environement (HSE) conformity (down time due to non-conformity to HSE / total required operating time) | EN 15341:2019 | %
|  | SH704 | HSE4 (hooldusega seotud õnnetuste arv) |  | HSE4 (frequency of maintenance injury) | frequency of maintenance injury (number of injuries of maintenance people / total man-hours worked by maintenance people) | EN 15341:2019 | number/mah-hours
|  | SH705 | HSE5 (hooldussageduse suhe objekti sagedusse) |  | HSE5 (contribution of maintenance frequency index to the site frequency index) | contribution of maintenance frequency index to the site frequency index (frequency of injuries of maintenance personnel / frequency of injuries for the whole site) | EN 15341:2019 | %
|  | SH706 | HSE6 (hooldusega seotud õnnetuste tõsidus) |  | HSE6 (severity of injuries of maintenance) | severity of injuries of maintenance (total lost work days due to injuries / total number of recordable incidents generating lost work days) | EN 15341:2019 | %
|  | SH707 | HSE7 (hoolduse tõsiduse mõõdiku suhe objekti tõsiduse mõõdikusse) |  | HSE7 (contribution of maintenance severity index on site severity index) | contribution of maintenance severity index on site severity index (maintenance severity index / site severity index) | EN 15341:2019 | %
|  | SH708 | HSE8 (välise hoolduse õnnetuste sagedus) |  | HSE8 (injury frequency of external maintenance) | injury frequency of external maintenance (number of injuries of external maintenance / total man-hours worked by external maintenance) | EN 15341:2019 | event/h
|  | SH709 | HSE9 (välise hoolduse õnnetuste tõsidus) |  | HSE9 (injury severity of external maintenance) | injury severity of external maintenance (lost days + % invalidity times 7500 + 7500 by fatality / total working days of external maintenance) | EN 15341:2019 | %
|  | SH710 | HSE10 (inimvigastusi põhjustatud õnnetuste sagedus) |  | HSE10 (frequency of failures causing injuries to people) | frequency of failures causing injuries to people (number of failures causing injuries (including fatalities) to people / actual working time) | EN 15341:2019
|  | SH711 | HSE11 (juhtumite määr) |  | HSE11 (incidence rate) | incidence rate (number of failures causing injuries (including fatalities) to people / total number of maintenance people) | EN 15341:2019
|  | SH712 | HSE12 (kutsehaiguste ilmnemine) |  | HSE12 (exposure to occupational diseases) | exposure to occupational diseases (number of maintenance people exposed to occupational disease X number of days of exposure / total work days of maintenance people in a given period of time) | EN 15341:2019
|  | SH713 | HSE13 (esemega seotult keskkonnale kahju tekitanud õnnetuste sagedus) |  | HSE13 (frequency of item failuers causing damage to the environment) | frequency of item failuers causing damage to the environment (number of failures causing damage to environment / total number of failures) | EN 15341:2019
|  | SH714 | HSE14 (keskkonda ohustavad juhtumid) |  | HSE14 (environmental near miss) | environmental near miss (number of potential failures causing damage to the environmental / total number of failures) | EN 15341:2019 | %
|  | SH715 | HSE15 (terviseohutuse keskkonna ennetav kultuur) |  | HSE15 (preventive culture within health-safety-environement (HSE)) | preventive culture within health-safety-environement (HSE) | EN 15341:2019
|  | SH716 | HSE16 (ohutu töötamise loa vajadus) |  | HSE16 (safe work permit required) | safe work permit required (number of safe work permit issued / number of safe work permit required) | EN 15341:2019 | %
|  | SH717 | HSE17 (ohutuse kontrolli tase) |  | HSE17 (safety control rate) | safety control rate (number of safety audits performed / maintenance annual man hours worked) | EN 15341:2019 | number/man-hours
|  | SH718 | HSE18 (ohutu töö protseduuride tase) |  | HSE18 (safe working procedure rate) | safe working procedure rate (number of safe working procedure defined / number of safe working procedure required) | EN 15341:2019 | %
|  | SH719 | HSE19 (keskkonnaga seotud tööprotseduuri osatähtsus) |  | HSE19 (environmental working procedure rate) | environmental working procedure rate (number of environmental working procedure defined / number of environmental working procedure required) | EN 15341:2019 | %
|  | SH720 | HSE20 (vigastuste ennetamise määr terviseohutuse keskkonna põhjustel) |  | HSE20 (injury prevention rate for health-safety-environement (HSE) reasons) | injury prevention rate for health-safety-environement (HSE) reasons (items replaced before failure / items to be replaced before failure) | EN 15341:2019 | %
|  | SH721 | HSE21 (ohutuse ja tervise parenduste osatähtsus) |  | HSE21 (safety and health improvements rate) | safety and health improvements rate (maintenance cost spent to improve H.S. level / total maintenance cost) | EN 15341:2019 | %
|  | SH722 | HSE22 (keskkonna parenduste osatähtsus) |  | HSE22 (environment improvements rate) | environment improvements rate (maintenance expenditures to reduce environmental risks / total maintenance cost) | EN 15341:2019 | %
|  | SH750 | Täidetavad terviseohutuse keskkonna seadused ja reeglid |  | HSE laws and rules implemented | by results of health-safety-environmental (HSE) audits to the physical asset | EN 15341:2019
| SJ |  | Omadused, mis algavad tähega "I"/"J" (veeru "G" järgi) |  | Properties that start with letter "I"/"J" | terms (property names) are based on a given reference | CCI-EE
|  | SJ200 | Isoleeritud (EN IEC 60900) |  | Insulated (EN IEC 60900) | insulated (EN IEC 60900) | EN IEC 60900:2018 |  |  | EF013793 | True;False
|  | SJ210 | Sissetungikindlus (akna- ja uksetarvikud) |  | Intrusion resistance according (building hardware) | attack resistance; intrusion resistance (building hardware) | EN 15684:2020 |  |  | EF013163 | Grade 0;Grade A;Grade B;Grade C;Grade F;Grade G
|  | SJ300 | Joogikõlbulik |  | Is potable | if (=True), then the water is considered potable | IFC |  | IsPotable |  | True;False
|  | SJ450 | Enne õnnetuse toimumist tehtud esemete asendused |  | Items replaced before failure | items replaced before failure | EN 15341:2019
|  | SJ460 | Vajalike esemete asenduste arv enne õnnetuse toimumist |  | Items to be replaced before failure | items to be replaced before failure | EN 15341:2019
| SL |  | Omadused, mis algavad tähega "L" (veeru "G" järgi) |  | Properties that start with letter "L" | terms (property names) are based on a given reference | CCI-EE
|  | SL100 | Vajalikud seadused ja reeglid |  | Law and rules required | health-safety-environmental (HSE) lawas and rules required to be implemented | EN 15341:2019
|  | SL550 | Koormuse ohutustegur |  | Load safety factor | load safety factor | IFC |  | LoadSafetyFactor
| SM |  | Omadused, mis algavad tähega "M" (veeru "G" järgi) |  | Properties that start with letter "M" | terms (property names) are based on a given reference | CCI-EE
|  | SM100 | Hoolduse tõsiduse mõõdik |  | Maintenance severity index | maintenance severity index | EN 15341:2019
|  | SM250 | Vähendatud riski tagajärg |  | Mitigated risk consequence | identifies the consequence of the hazard given the planned mitigation | IFC |  | MitigatedRiskConsequence
|  | SM300 | Vähendatud riski tõenäosus |  | Mitigated risk likelihood | identifies the likelihood of the hazard given the planned mitigation | IFC |  | MitigatedRiskLikelihood
|  | SM350 | Vähendatud riski olulisus |  | Mitigated risk significance | identifies the signifiance of the risk given the mitigation of likelihood and consequence | IFC |  | MitigatedRiskSignificance
|  | SM400 | Planeeritav leevendus |  | Mitigation planned | the planned (agreed and irrevocable) mitigation of the likelhood and consequences of the hazard | IFC |  | MitigationPlanned
|  | SM450 | Pakutud leevendus |  | Mitigation proposed | any proposed, but not yet agreed and irrevocable, mitigation of the likelhood and consequences of the hazard | IFC |  | MitigationProposed
| SN |  | Omadused, mis algavad tähega "N" (veeru "G" järgi) |  | Properties that start with letter "N" | terms (property names) are based on a given reference | CCI-EE
|  | SN100 | Riski laad |  | Nature of risk | an indication of the generic nature of the risk that might be encountered | IFC |  | NatureOfRisk
|  | SN600 | Kirjeldatud keskkonnaga seotud tööprotseduuride arv |  | Number of environmental working procedure defined | number of environmental working procedure defined | EN 15341:2019
|  | SN620 | Keskkonnaga seotud vajalike tööprotseduuride arv |  | Number of environmental working procedure required | number of environmental working procedure required | EN 15341:2019
|  | SN640 | Keskkonnale kahju põhjustanud õnnetuste arv |  | Number of failures causing damage to environment | number of failures causing damage to environment | EN 15341:2019
|  | SN660 | Inimvigastustega (sh surmajuhtumitega) lõppenud õnnetuste arv |  | Number of failures causing injuries to people | number of failures causing injuries (including fatalities) to people | EN 15341:2019
|  | SN680 | Välise hooldusega seotud õnnetuste arv |  | Number of injuries of external maintenance | number of injuries of external maintenance | EN 15341:2019
|  | SN700 | Hooldusega seotud töötajatega juhtunud õnnetuste arv |  | Number of injuries of maintenance people | number of injuries of maintenance people | EN 15341:2019
|  | SN720 | Kutsehaigusega kokkupuutuvate hooldustöötajate arv x päevade arv |  | Number of maintenance people exposed to occupational disease x number of days | number of maintenance people exposed to occupational disease x number of days of exposure | EN 15341:2019
|  | SN740 | Potsentsiaalsete keskkonda ohustavate rikete arv |  | Number of potential failures causing damage to the environmental | number of potential failures causing damage to the environmental | EN 15341:2019
|  | SN760 | Väljastatud ohutu töötamise lubade arv |  | Number of safe work permit issued | number of safe work permit issued | EN 15341:2019
|  | SN780 | Vajalik ohutu töötamsie lubade arv |  | Number of safe work permit required | number of safe work permit required | EN 15341:2019
|  | SN800 | Kirjeldatud ohutu töö protseduuride arv |  | Number of safe working procedure defined | number of safe working procedure defined | EN 15341:2019
|  | SN820 | Vajalik ohutu töö protseduuride arv |  | Number of safe working procedure required | number of safe working procedure required | EN 15341:2019
|  | SN840 | Läbiviidud ohutusauditite arv |  | Number of safety audits performed | number of safety audits performed | EN 15341:2019
| SP |  | Omadused, mis algavad tähega "P" (veeru "G" järgi) |  | Properties that start with letter "P" | terms (property names) are based on a given reference | CCI-EE
|  | SP500 | Väljumissuuna tähis (hädaväljapääsu plafoonil) |  | Pictogram escape direction | the direction of escape pictogram | IFC |  | PictogramEscapeDirection |  | Right arrow;Left arrow;Down arrow;Up arrow;Other;Not known;Unset
|  | SP700 | Kaitseklass kaarvea vastu (EN 61482-1-2) |  | Protection class against arc fault (EN 61482-1-2) | protection class against arc fault (EN 61482-1-2) | EN 61482-1-2:2014 |  |  | EF016378 | APC1;APC2;APC3;APC4
| SR |  | Omadused, mis algavad tähega "R" (veeru "G" järgi) |  | Properties that start with letter "R" | terms (property names) are based on a given reference | CCI-EE
|  | SR200 | Täidetud riskianalüüs |  | Risk analysis performed | risk analysis of potential failures | EN 15341:2019
|  | SR250 | Vajalik riskianalüüs |  | Risk analysis required | risk analysis of potential failures generated by physical asset status, configuration and operation plans | EN 15341:2019
|  | SR300 | Riski hindamise meetod |  | Risk assessment methodology | an indication or link to the chosen risk assessment methodology, for example PAS 1192-6 or a chosen ISO 13100 annex | IFC |  | RiskAssessmentMethodology
|  | SR350 | Riski nimetus |  | Risk name | a locally unique identifier for the risk entry that can be used to track the development and mitiagtion of the risk throughout the project life cycle | IFC |  | RiskName
|  | SR400 | Riskitüüp |  | Risk type | identifies the predefined types of risk from which the type required may be set | IFC |  | RiskType |  | Business;Hazard;Health and safety;Insurance;Other;Not known;Unset;Health issue;Material effects;Asbestos effects;Lead effects;Hazardous dust;Wood dust;Silica dust; Chemical effects;Mechanical effects;Noise effects;Tool usage;Vibration;Welfare issue;Safety issue;Fall;Fall ladder;Falledge;Fall frafile material;Slip trip;Trapped;Confinement;Unintended collapse;Crushing;Asphixation;Drowning and flooding;Event;Electric shock;Fire explosion;Machinery guarding;Handling;Material shandling;Mechanical lifting;Mobile elevated workplatform;Working over head;Struck;Struck falling object;Struck vehicle;Overturing plant;Public protection issues;Environmental issues;Business issues;Commercial issues;Insurance issues;Operational issues;Social issues;Other issues
|  | SR600 | Liiklusohutuse auditi järelanalüüs |  | Road safety audit (RSA) analysed for further implementation | indicates whether the road safety audit has been analysed for further implementation (=True), otherwise (=False) | CWA 17089:2016 |  |  |  | True;False
|  | SR625 | Liiklusohutuse audit |  | Road safety audit (RSA) report issued | indicates whether the road safety audit report has been issued (=True), otherwise (=False) | CWA 17089:2016 |  |  |  | True;False
|  | SR650 | Liiklusohutuse mõju hindamise raporti järelanalüüs |  | Road safety impact assessment (RSIA) analysed for further implementation | indicates whether the road safety impact assessment has been analysed for further implementation (=True), otherwise (=False) | CWA 17089:2016 |  |  |  | True;False
|  | SR675 | Liiklusohutuse mõju hindamise raport |  | Road safety impact assessment (RSIA) report issued | indicates whether the road safety impact assessment report has been issued (=True), otherwise (=False) | CWA 17089:2016 |  |  |  | True;False
|  | SR700 | Liiklusohutuse kontrolli raporti järelanalüüs |  | Road safety inspection (RSI) analysed for further implementation | indicates whether the road safety inspection has been analysed for further implementation (=True), otherwise (=False) | CWA 17089:2016 |  |  |  | True;False
|  | SR725 | Liiklusohutuse kontrolli raport |  | Road safety inspection (RSI) report issued | indicates whether the road safety inspection report has been issued (=True), otherwise (=False) | CWA 17089:2016 |  |  |  | True;False
|  | SR800 | Põristi |  | Rumble strips (longitudinal) | alerting component on road surfaces to warn drivers of lane departures | CCI-EE |  |  |  | True;False
|  | SR850 | Täristi |  | Rumble strips (transversed) | alerting component on road surfaces to warn drivers of lane departures | CCI-EE |  |  |  | True;False
| SS |  | Omadused, mis algavad tähega "S" (veeru "G" järgi) |  | Properties that start with letter "S" | terms (property names) are based on a given reference | CCI-EE
|  | SS080 | Turvalisus, EN 1527 (akna- ja uksetarvikud) |  | Safety, EN 1527 (building hardware) | safety, EN 1527 (building hardware) | EN 1527:2019 |  |  | EF013207 | 1;Other
|  | SS090 | Ohutus – sissemurdmiskaitse (EN 12209) (akna- ja uksetarvikud) |  | Safety - burglary protection (EN 12209) (building hardware) | safety - burglary protection (EN 12209) (building hardware) | EN 12209:2016 |  |  | EF013008 | 1;2;3;4;5;6;7
|  | SS100 | Ohutus – sissemurdmiskaitse (EN 14846) (akna- ja uksetarvikud) |  | Safety - burglary protection (EN 14846) (building hardware) | safety - burglary protection (EN 14846) (building hardware) | EN 14846:2008 |  |  | EF013476 | 0;1;2;3;4;5;6;7;Other
|  | SS110 | Ohutus – isikukaitse (EN 14846) (akna- ja uksetarvikud) |  | Safety - personal protection (EN 14846) (building hardware) | safety - personal protection (EN 14846) (building hardware) | EN 14846:2008 |  |  | EF013474 | 0;Other
|  | SS120 | Ohutuskategooria jalatsid (EN ISO 20345) |  | Safety category footwear (EN ISO 20345) | safety category footwear (EN ISO 20345) | EN ISO 20345:2022 |  |  | EF014749 | SB;S1;S1P;S2;S3;S5;Other
|  | SS130 | Ukse sulguri ohutus (akna- ja uksetarvikud, EN 1154) |  | Safety for door closers (building hardware, EN 1154) | safety for door closers (building hardware); grade 1 as required | EN 1154:1996 |  |  | EF012831 | 1;Other
|  | SS140 | Ukse sulguri ohutus (akna- ja uksetarvikud, EN 1155) |  | Safety for door closers (building hardware, EN 1155) | safety for door closers (building hardware); grade 1 as required | EN 1155:1999 |  |  | EF012839 | 1;Other
|  | SS150 | Ukse sulguri ohutus (akna- ja uksetarvikud, EN 1158) |  | Safety for door closers (building hardware, EN 1158) | safety for door closers (building hardware); grade 1 as required | EN 1158:1999 |  |  | EF012873 | 1;Other
|  | SS160 | Turvaklaas (NEN 3569) |  | Safety glass (NEN 3569) | safety glass (NEN 3569) | NEN 3569 |  |  | EF010269 | True;False
|  | SS170 | Turvalisuse tase (SIL) |  | Safety integrity level (SIL) | safety integrity level (SIL), fittings for doors and gates | EN IEC 62061:2021 |  |  | EF009403
|  | SS300 | Turvaklass |  | Security class | quality attribute indicating safety class according to standard | CCI-EE
|  | SS330 | Turvavalgustuse tüüp |  | Security lighting type | the type of security lighting | IFC |  | SecurityLightingType |  | Safety light;Warning light;Emergency exit light;Blue illumination;Other;Not known;Unset
|  | SS350 | Turvalisuse aste |  | Security rating | index based rating system indicating security level; it is giving according to the national building code | IFC |  | SecurityRating
|  | SS400 | Sisseehitatud veakontroll |  | Self test function | the type of self test function | IFC |  | SelfTestFunction |  | Central;Local;None;Other;Not known;Unset
|  | SS450 | Objekti tõsiduse mõõdik |  | Site severity index | site severity index | EN 15341:2019
|  | SS550 | Libisemiskindlus (EN ISO 20344) |  | Slip resistance (EN ISO 20344) | slip resistance (EN ISO 20344) | EN ISO 20344:2021 |  |  | EF014743 | SRA;SRB;SRC;Other
|  | SS750 | Sissemurdmiskindluse klass (EN 1627) |  | Suitable for burglary-resistance (EN 1627) | suitable for burglary-resistance (EN 1627) | EN 1627:2021 |  |  | EFDE0041 | WK 1;WK 2;WK 3;WK 4;WK 5;WK 6;RC 1 N;RC 2 N;RC 3;RC 4;RC 5;RC 6;Other
| ST |  | Omadused, mis algavad tähega "T" (veeru "G" järgi) |  | Properties that start with letter "T" | terms (property names) are based on a given reference | CCI-EE
|  | ST300 | Testitud vastavalt standardile EN 16654 |  | Tested according to EN 16654 | tested according to EN 16654 | EN 16654:2015 |  |  | EF015548 | True;False
|  | ST500 | Õnnetuste koguarv |  | Total number of failures | total number of failures | EN 15341:2019
|  | ST650 | Trapetsi rebenemistugevus (EN ISO 9073-4) |  | Trapeze tearing strength (EN ISO 9073-4) | trapeze tearing strength (EN ISO 9073-4) | EN ISO 9073-4:2021 |  |  | EF014997 | Class 1;Class 2;Class 3;Class 4;Class 5;Class 6
| SU |  | Omadused, mis algavad tähega "U" (veeru "G" järgi) |  | Properties that start with letter "U" | terms (property names) are based on a given reference | CCI-EE
|  | SU550 | Vältimatu riski tagajärg |  | Unmitigated risk consequence | identifies the consequence of the hazard prior to any specific mitigation | IFC |  | UnmitigatedRiskConsequence |  | Crtiical;Very high;High;Considerable;Moderate;Some:Low;Very low;Insignificant:Other;Not known;Unset
|  | SU600 | Vältimatu riski tõenäosus |  | Unmitigated risk likelihood | identifies the likelihood of the hazard prior to any specific mitigation | IFC |  | UnmitigatedRiskLikelihood |  | Crtiical;Very high;High;Considerable;Moderate;Some:Low;Very low;Insignificant:Other;Not known;Unset
|  | SU650 | Vältimatu riski olulisus |  | Unmitigated risk significance | identifies the signifiance of the risk given the likelihood and consequence prior to any specific mitigation | IFC |  | UnmitigatedRiskSignificance |  | Crtiical;Very high;High;Considerable;Moderate;Some:Low;Very low;Insignificant:Other;Not known;Unset
| SW |  | Omadused, mis algavad tähega "W" (veeru "G" järgi) |  | Properties that start with letter "W" | terms (property names) are based on a given reference | CCI-EE
|  | SW080 | Hoiatuskaitse (EN ISO 20471) |  | Warning protection (EN ISO 20471) | warning protection (EN ISO 20471) | EN ISO 20471:2013 |  |  | EF013742 | True;False
|  | SW100 | Joogikõlbulik vesi hüdrandist |  | Water is potable | indication of whether the water flow from the hydrant is potable (=True) or non potable (=False) | IFC |  | WaterIsPotable |  | True;False
|  | SW120 | Vee/niiskuse kaitse (EN 343) |  | Water/wetness protection (EN 343) | water/wetness protection (EN 343) | EN 343:2019 |  |  | EF013741 | True;False
|  | SW300 | Keevituskaitse (EN 11611) |  | Welding protection (EN 11611) | welding protection (EN 11611) | EN ISO 11611:2015 |  |  | EF013786 | True;False
T? |  |  | Ajamõõtega seotud omadused |  | Time related properties | terms (properties) related to time | CCI-EE
| TA |  | Omadused, mis algavad tähega "A" (veeru "G" järgi) |  | Properties that start with letter "A" | terms (property names) are based on a given reference | CCI-EE
|  | TA050 | Tegelik tööaeg ettenähtud aja jooksul |  | Achieved up-time during required period | time when the physical assets are able to perform the required function; includes standby time but not idle time | EN 15341:2019
|  | TA075 | Omandamise kuupäev |  | Acquisition date | temporal property as the date of acquisition | IFC |  | AcquisitionDate
|  | TA100 | Aktiivne korrashoiu aeg |  | Active maintenance time | part of maintenance time when active maintenance is carried out on an item | EN 13306:2017
|  | TA125 | Aktiivne ennetav hooldusaeg |  | Active preventive maintenance time | part of the active maintenance time taken to perform a preventive maintenance | EN 13306:2017
|  | TA150 | Tegelik valmimine |  | Actual completion | the actual completion percentage of the allocation | IFC |  | ActualCompletion
|  | TA175 | Tegelik kumulatiivne toimeiga |  | Actual cumulative operational life | total operating time | EN 15341:2019
|  | TA200 | Lõppaeg |  | Actual end | activity end time | CCI-EE
|  | TA225 | Tegelik püstitamise kuupäev |  | Actual erection date | date erected | IFC |  | ActualErectionDate
|  | TA250 | Välisele hooldusele kulutatud tegelikud inimtunnid |  | Actual man-hours spent by external maintenance | actual man-hours spent by external maintenance | EN 15341:2019
|  | TA275 | Tööle kulutatud tegelik inimtundide arv |  | Actual man-hours spent to do the work | actual man-hours spent for each work or as average of many works | EN 15341:2019
|  | TA300 | Tegelik tootmiskuupäev |  | Actual production date | production date (stripped from form) | IFC |  | ActualProductionDate
|  | TA325 | Algusaeg |  | Actual start | activity start time | CCI-EE
|  | TA350 | Tegelik ajakulu |  | Actual work | the actual work duration on behalf of the resource allocation | IFC | PnYnMnDTnHnMnS | ActualWork
|  | TA375 | Tegelik tööaeg |  | Actual working time | actual working time | EN 15341:2019
|  | TA550 | Toimeaeg aastas |  | Annual operating time | annual operating time | EN 15341:2019
|  | TA575 | Aastased inimtunnid koolitusele ja haridusele |  | Annual man-hours of training and education | annual man-hours of training and education | EN 15341:2019
|  | TA600 | Kvalifitseeritud välise hoolduspersonali inimtunnid aastas |  | Annual man-hours worked by qualified external maintenance personnel | annual man-hours worked by qualified external maintenance personnel | EN 15341:2019
|  | TA850 | Hindamise kuupäev |  | Assessment date | date of overall condition assessment | IFC |  | AssessmentDate
|  | TA875 | Välisele hooldusele ette nähtud inimtunnid |  | Assigned man-hours to the external maintenance | assigned man-hours to the external maintenance | EN 15341:2019
| TC |  | Omadused, mis algavad tähega "C" (veeru "G" järgi) |  | Properties that start with letter "C" | terms (property names) are based on a given reference | CCI-EE
|  | TC450 | Alguskuupäev |  | Commencement date | date on which the agreement commences | IFC |  | CommencementDate
|  | TC475 | Pidev rikke tekkimise periood |  | Constant failuer period | time interval in the life of a non-repairable item, during which its failure rate is considered to be constant | EN 13306:2017
|  | TC500 | Jahutuse kraadpäev |  | Cooling design day | the month, day and time that has been selected for the cooling design calculations | IFC | YYYY-MM-DDThh:mm:ss | CoolingDesignDay
|  | TC525 | Korrigeeriva hoolduse inimtunnid |  | Corrective maintenance man-hours | man-hours spent on corrective maintenance activities internal and external | EN 15341:2019
|  | TC550 | Parandushoolduse aeg |  | Corrective maintenance time | part of maintenance time when active corrective maintenance is carried out on an item, including technical logistic and internal administrative delays | EN 13306:2017
| TD |  | Omadused, mis algavad tähega "D" (veeru "G" järgi) |  | Properties that start with letter "D" | terms (property names) are based on a given reference | CCI-EE
|  | TD150 | Töö lõpetamise kuupäev |  | Deliver by | date by which the work should be completed | NATSPEC BIM
|  | TD175 | Amortiseerimise aeg |  | Depreciation life | depreciation life | EN 15341:2019
|  | TD600 | Maasoleku aeg |  | Down time | time interval throughout which an item is in a down state | EN 13306:2017
|  | TD620 | Seisakuaeg seisundipõhise hoolduse tõttu |  | Down time due to condition based maintenance | down time due to condition based maintenance | EN 15341:2019
|  | TD640 | Seisakuaeg korrigeeriva hoolduse tõttu |  | Down time due to corrective maintenance | down time due to corrective maintenance | EN 15341:2019
|  | TD660 | Seisakuaeg kohese korrigeeriva hoolduse tõttu |  | Down time due to immediate corrective maintenance | down time due to immediate corrective maintenance | EN 15341:2019
|  | TD680 | Seisakuaeg parendamise tõttu |  | Down time due to improvement work | down time due to improvement work | EN 15341:2019
|  | TD700 | Seisakuaeg mittevastavuse tõttu (terviseohutus) |  | Down time due to non-conformity to HSE | shutdown and lost time of physical asset due to non-conformity to health-safety-environmental | EN 15341:2019
|  | TD720 | Seisakuaeg hooldustööde tõttu |  | Down time due to maintenance works | down time due to maintenance works | EN 15341:2019
|  | TD740 | Seisakuaeg ette määratud hoolduse tõttu |  | Down time due to predetermined maintenance | down time due to predetermined maintenance | EN 15341:2019
|  | TD760 | Seisakuaeg ennetava hoolduse tõttu |  | Down time due to preventive maintenance | down time due to preventive maintenance | EN 15341:2019
|  | TD800 | Dokumendi muutmiskuupäev |  | Drawing status date | temporal object property that indicates the date of change of status of document in the construction and management process | CCI-EE
|  | TD850 | Kestus |  | Duration | duration of process | IFC | PnYnMnDTnHnMnS | Duration
| TE |  | Omadused, mis algavad tähega "E" (veeru "G" järgi) |  | Properties that start with letter "E" | terms (property names) are based on a given reference | CCI-EE
|  | TE050 | Varajane rikkeperiood |  | Early failure period | time interval of early life during which the instananeous failure intensity of a repairable item, or the instantaneous failure rate of a non-repairable item, decreases significantly with time | EN 13306:2017
|  | TE075 | Kulutatud tulemuslikud inimtunnid parendamiseks |  | Effective man-hours spent in improvements activities | effective man-hours spent in improvements activities | EN 15341:2019
|  | TE350 | Lõppkuupäev |  | End date | date and time at which the permit ceases to be valid | IFC |  | EndDate
|  | TE775 | Oodatav kumulatiivne toimeiga |  | Expected cumulative operational life | expected operating time | EN 15341:2019
|  | TE800 | Eeldatav kasutusiga |  | Expected service life | expected service life in years (expected life) | COBie | s | ExpectedServiceLife
|  | TE825 | Väline haldusviivitus |  | External administrative delay | delay to maintenance action incurred for external administrative reasons | EN 13306:2017
|  | TE850 | Väline keeluaeg |  | External disabled time | time interval throughout which an item is in an external disabled state | EN 13306:2017
| TF |  | Omadused, mis algavad tähega "F" (veeru "G" järgi) |  | Properties that start with letter "F" | terms (property names) are based on a given reference | CCI-EE
|  | TF100 | Valmistamise aeg |  | Fabrication time | time when the asset was produced | NATSPEC BIM
|  | TF550 | Kogu objektil toimunud õnnetuste sagedus |  | Frequency of injuries for the whole site | frequency of injuries for the whole site | EN 15341:2019
|  | TF575 | Hoolduspersonaliga toimunud õnnetuste sagedus |  | Frequency of injuries of maintenance personnel | frequency of injuries of maintenance personnel | EN 15341:2019
| TH |  | Omadused, mis algavad tähega "H" (veeru "G" järgi) |  | Properties that start with letter "H" | terms (property names) are based on a given reference | CCI-EE
|  | TH150 | Kütte kraadpäev |  | Heating design day | the month, day and time that has been selected for the heating design calculations | IFC | YYYY-MM-DDThh:mm:ss | HeatingDesignDay
|  | TH500 | Toimimiseks võimalikud tunnid |  | Hours of operational availability | hours of operational availability | EN 15341:2019
| TJ |  | Omadused, mis algavad tähega "I"/"J" (veeru "G" järgi) |  | Properties that start with letter "I"/"J" | terms (property names) are based on a given reference | CCI-EE
|  | TJ050 | Seisakuaeg |  | Idle time | time interval throughout which an item is in an idle state | EN 13306:2017
|  | TJ150 | Installeerimise kuupäev |  | Installation date | temporal object property that indicates the time of installation | COBie;NATSPEC BIM
|  | TJ250 | Paigaldusjärjestus |  | Installation sequence | represents the order (as a number) for an asset to be installed | NATSPEC BIM
|  | TJ300 | Paigaldusaeg |  | Installation time | time when the asset was installed | NATSPEC BIM
|  | TJ325 | Sisemise + välise hoolduse inimtunnid |  | Internal + external maintenance man-hours | total man-hours worked by internal and external personnel | EN 15341:2019
|  | TJ350 | Sisemine haldusviivitus |  | Internal administrative delay | delay to maintenance action incurred for internal administrative reasons | EN 13306:2017
|  | TJ375 | Sisemised elektriliste instrumentide automatiseerimise inimtunnid |  | Internal electrical-instrument-automation man-hours | man-hours worked by internal electrical instrument automation people reported in the pay roll | EN 15341:2019
|  | TJ400 | Sisemise hoolduse inimtunnid lõpetamise käigus |  | Internal maintenance man-hours during shutdown | internal maintenance man-hours during shutdown | EN 15341:2019
|  | TJ425 | Sisemiste mehaanikute inimtunnid |  | Internal mechanical man-hours | man-hours worked by internal mechanical people reported in the payroll of the organization | EN 15341:2019
|  | TJ500 | Pikendatud garantiiga |  | Is extended warranty | does an asset has extended warranty | IFC |  | IsExtendedWarranty |  | True;False
| TL |  | Omadused, mis algavad tähega "L" (veeru "G" järgi) |  | Properties that start with letter "L" | terms (property names) are based on a given reference | CCI-EE
|  | TL050 | Viimase ülevaatuse kuupäev |  | Last inspection date | temporal object property indicating the date of last mandatory inspection | CCI-EE
|  | TL150 | Protsessieelne aeg |  | Lead in time | lead in time before start of process | IFC | PnYnMnDTnHnMnS | LeadInTime
|  | TL200 | Protsessijärgne aeg |  | Lead out time | lead out time after end of process | IFC | PnYnMnDTnHnMnS | LeadOutTime
|  | TL250 | Ettevalmistusaeg |  | Lead time | the latency between the initiation and completion of a process | NATSPEC BIM
|  | TL400 | Elukaare staadium |  | Life cycle phase | the whole life cycle or only a given phase from which environmental data are valid | IFC |  | LifeCyclePhase |  | Acquisition;Cradletosite;Deconstruction;Disposal;Disposal transport;Growth;Installation;Maintenance;Manufacture;Occupancy;Operation;Procurement;Production;Production transport;Recovery;Refurbishment;Repair;Replacement;Transport;Usage;Waste;Wholelifecycle;User defined;Not defined
|  | TL450 | Elukaare etapp |  | Life cycle stage | temporal object property that indicates stage in the life cycle | EN 15804:2019 |  |  |  | A1;A2;A3;A4;A5;B1;B2;B3;B4;B5;B6;B7;C1;C2;C3;C4;D
|  | TL550 | Logistiline viivitus |  | Logistic delay | time when maintenance cannot be carried out due to the need to acquire maintenance resources, excluding any administrative delay | EN 13306:2017
|  | TL575 | Kaotatud päevad |  | Lost days | lost days + % invalidity times 7500 + 7500 by fatality | EN 15341:2019
| TM |  | Omadused, mis algavad tähega "M" (veeru "G" järgi) |  | Properties that start with letter "M" | terms (property names) are based on a given reference | CCI-EE
|  | TM100 | Töötajate läbiviidud hooldustegevused |  | Maintenance activity performed by operators | maintenance activity performed by operators | EN 15341:2019
|  | TM125 | Hoolduses kulutatud inimtunde aastas |  | Maintenance annual man hours worked | maintenance annual man hours worked | EN 15341:2019
|  | TM200 | Tootmistöötajate hooldusele kulutatud inimtunnid |  | Maintenance man-hours performed by manufacturing operators | maintenance activities performed by the manufacturing technicians and operators or users, in line with the methodology total productive maintenance | EN 15804:2019
|  | TM225 | Korrashoiuaeg |  | Maintenance time | time interval when maintenance is carried out on an item including technical, logistic and internal administrative delays | EN 13306:2017
|  | TM250 | Inimtund |  | Man-hour | points the hours of labour spent in delivering maintenance activities | EN 15341:2019
|  | TM275 | Välise hooldustöö inimtunnid |  | Man-hours of external maintenance works | man-hours worked by external maintenance to provide supporting service as scaffoldings, handling, transport, etc. | EN 15341:2019
|  | TM300 | Töödele plaanitud inimtundide arv |  | Man-hours planned to be spent for the works | man-hours planned to be spent for the works | EN 15341:2019
|  | TM325 | Seisaku ajal tehtud töödele kulutatud inimtunnid |  | Man-hours spent for works during shutdown | man-hours spent for works during shutdown | EN 15341:2019
|  | TM350 | Inimtunnid parendamistele |  | Man-hours spent on improvements | total maintenance man-hours spent on improvements | EN 15341:2019
|  | TM375 | Välishoolduse inimtunnid |  | Man-hours worked by external maintenance | man-hours worked by external maintenance | EN 15341:2019
|  | TM500 | Keskmine rikete vaheline tööaeg |  | Mean operating time between failure | average of the operating times between failures | EN 13306:2017
|  | TM525 | Keskmine parandusaeg |  | Mean repair time | average of the repair times | EN 13306:2017
|  | TM575 | Keskmine rikete vaheline aeg |  | Mean time between failure | average of the times between failures | EN 13306:2017 | PnYnMnDTnHnMnS | MeanTimeBetweenFailure
|  | TM600 | Keskmine taastamisaeg |  | Mean time to restoration | average of the times to restoration | EN 13306:2017
|  | TM675 | Vähim aeg |  | Minimum time | identifies the minimum time for the kinematic behaviour | IFC | s, hour | MinimumTime
|  | TM750 | Muudatuse kuupäev/versioon |  | Modified issue | to record the last date of issue (version or revision) of the object within an object library | NATSPEC BIM | YYYYMMDD.no
| TN |  | Omadused, mis algavad tähega "N" (veeru "G" järgi) |  | Properties that start with letter "N" | terms (property names) are based on a given reference | CCI-EE
|  | TN100 | Järgmine hindamise kuupäev |  | Next assessment date | date of next condition inspection | IFC | PnYnMnDTnHnMnS | NextAssessmentDate
| TP |  | Omadused, mis algavad tähega "P" (veeru "G" järgi) |  | Properties that start with letter "P" | terms (property names) are based on a given reference | CCI-EE
|  | TP100 | Kasutusaeg päevas |  | Occupancy time per day | the amount of time during the day that the activity is required within this space | IFC | s, hour | OccupancyTimePerDay
|  | TP200 | Seisundipõhise hoolduse inimtunnid |  | On condition based maintenance man-hours | total maintenance man-hours spent in condition based maintenance internal and external | EN 15804:2019
|  | TP300 | Toimeaeg |  | Operating time (OT) | time interval throughout which an item is in operating state | EN 15804:2019 |  | OperatingTime
|  | TP320 | Toimeaeg + taastamisaeg |  | Operating time + time to restoration | time to restoration (TTR) includes active repair time and delays and ramp up times
|  | TP340 | Rikete vaheline tööaeg |  | Operating time between failures | operating time between consecutive failures | EN 13306:2017
|  | TP360 | Tööaeg rikkeni |  | Operating time to failure | operating time accumulated from the first use, or from restoration, until failure | EN 13306:2017
|  | TP380 | Toimimiskriteeriumid |  | Operational criteria | time of operation at maximum operational ambient air temperature | IFC | s, hour | OperationalCriteria
|  | TP425 | Sisemise personali üleajatöö |  | Over time of internal personnel | over time of internal personnel
|  | TP450 | Ületunnitöö |  | Overtime work | work that is performed after exceeding a particular limit such as hours per day and/or hours per week, after which company or municipal policy requires a different rate to apply | IFC |  | OvertimeWork
|  | TP500 | Tagasimakseperood |  | Payback period | payback period of investment | IFC |  | PaybackPeriod
|  | TP620 | Kavandatud ja ajakavas toodud inimtunnid |  | Planned and scheduled man-hours | planned and scheduled man-hours | EN 15341:2019
|  | TP640 | Planeeritud lõpp |  | Planned end | planned ending time | CCI-EE
|  | TP660 | Plaanitud hoolduse inimtunnid |  | Planned maintenance man-hours | internal and external man-hours planned to perform the works | EN 15341:2019
|  | TP680 | Töö tegemiseks plaanitud inimtundide arv |  | Planned man-hours assigned to do the work | standard planned man-hours required by G.M.P. or by technical estimation or by work analysis; tis indicator can be calculated for single work order or many work orders or the total maintenance department; the result of the indicator should be analysed | EN 15341:2019
|  | TP700 | Planeeritud algus |  | Planned start | planned starting time | CCI-EE
|  | TP820 | Ettemääratud inimtunnid |  | Predetermined man-hours | total man-hours spent in predetermined maintenance internal and external | EN 15341:2019
|  | TP840 | Ennustatava hoolduse inimtunnid |  | Predictive maintenance man-hours | total man-hours spent in predictive maintenance internal and external | EN 15341:2019
|  | TP860 | Ennetava hoolduse inimtunnid |  | Preventive maintenance man-hours | total man-hours spent in preventive maintenance internal and external | EN 15341:2019
|  | TP880 | Ennetava korrashoiu aeg |  | Preventive maintenance time | part of maintenance time when preventive maintenance is carried out on an item, including technical logistic and internal administrative delays | EN 13306:2017
|  | TP900 | Töötlemise kiirus |  | Process performance | minimum time to accept or dispatch the entire item capacity | IFC |  | ProcessPerformance
|  | TP940 | Tootmisaasta |  | Production year | the year of production of the manufactured item | IFC |  | ProductionYear
|  | TP960 | Ostukuupäev |  | Purchase date | temporal object property that indicates the time of purchase | CoClass
| TR |  | Omadused, mis algavad tähega "R" (veeru "G" järgi) |  | Properties that start with letter "R" | terms (property names) are based on a given reference | CCI-EE
|  | TR100 | Tegemata töö |  | Remaining work | the remaining work on behalf of the resource allocation | IFC | PnYnMnDTnHnMnS | RemainingWork
|  | TR150 | Remondi aeg |  | Repair time | part of corrective maintenance time when repair is carried out on an item | EN 13306:2017
|  | TR250 | Ettenähtud aeg |  | Required time | time interval throughout which the item is required to be in an up state | EN 13306:2017
| TS |  | Omadused, mis algavad tähega "S" (veeru "G" järgi) |  | Properties that start with letter "S" | terms (property names) are based on a given reference | CCI-EE
|  | TS100 | Ajakava täitmine |  | Schedule completion | the scheduled completion percentage of the allocation | IFC |  | ScheduleCompletion
|  | TS150 | Kavandatud töö |  | Schedule work | the scheduled work on behalf of the resource allocation | IFC | PnYnMnDTnHnMnS | ScheduleWork
|  | TS200 | Kavandatud sagedus |  | Scheduled frequency | the period of time between expected instantiations of a work order that may have been predefined | IFC | s, hour | ScheduledFrequency
|  | TS225 | Ajakavas toodud hoolduse inimtunnid |  | Scheduled maintenance man-hours | maintenance carried out in accordance with a specified time schedule or specified number of units of use | EN 15341:2019
|  | TS250 | Kasutusea kestus |  | Service life duration | the length or duration of a service life | IFC | PnYnMnDTnHnMnS | ServiceLifeDuration
|  | TS650 | Tavatöö |  | Standard work | work that is performed at regular times, up to a particular limit after which overtime rates may apply | IFC |  | StandardWork
|  | TS700 | Ooteloleku aeg |  | Standby time | time interval throughout which an item is in a standby state | EN 13306:2017
|  | TS750 | Alguskuupäev |  | Start date | date and time from which the permit becomes valid | IFC |  | StartDate
|  | TS800 | Alustamise luba |  | Start permit | temporal object property that indicates that a start message has been received | CoClass
| TT |  | Omadused, mis algavad tähega "T" (veeru "G" järgi) |  | Properties that start with letter "T" | terms (property names) are based on a given reference | CCI-EE
|  | TT100 | Tehniline viivitus |  | Technical delay | time necessary to perform auxiliary technical actions associated with, but not part of the maintenance action | EN 13306:2017
|  | TT150 | Lõpetamise kuupäev |  | Termination date | date on which the agreement terminates | IFC | YYYY-MM-DD | TerminationDate
|  | TT250 | Rikete vaheline aeg |  | Time between failures | duration between consecutive failures | EN 13306:2017
|  | TT300 | Proovivõtu aeg |  | Time for sample | temporal object property that indicates the time of sampling
|  | TT350 | Taastamise aeg |  | Time to restoration | time interval, from the instant of failure, until restoration | EN 13306:2017
|  | TT550 | Kogu tegelik kumulatiivne eluiga |  | Total actual cumulative life | total actual cumulative life | EN 15341:2019
|  | TT560 | Välise hoolduspersonali inimtunnid aastas kokku |  | Total annual man-hours worked by external maintenance personnel | total annual man-hours worked by external maintenance personnel | EN 15341:2019
|  | TT570 | Kogu aastane plaanitud ajakulu |  | Total annual planned time | total annual planned time | EN 15341:2019
|  | TT580 | Võimalikud hoolduse inimtunnid kokku |  | Total available maintenance man-hours | total maintenance man-hours available internal and external | EN 15341:2019
|  | TT590 | Kogu ajakulu hilinemisele |  | Total delay time | total delay time includes: logistic delay, technical delay, internal and external administrative delays | EN 15341:2019
|  | TT600 | Otsese hoolduse inimtunnid kokku |  | Total direct maintenance man-hours | direct personnel are technicians or operatives working on the field or workshops performing directly maintenance activities | EN 15341:2019
|  | TT610 | Seisakuaeg edasi lükatud korrigeeriva hoolduse tõttu |  | Total down time due to deferred corrective maintenance | down time due to deferred corrective maintenance | EN 15341:2019
|  | TT620 | Seisakuaeg kokku hoolduse tõttu |  | Total down time due to maintenance reasons | total down time due to maintenance reasons | EN 15341:2019
|  | TT630 | Seisakuaeg graafikukohase hoolduse tõttu |  | Total down time due to scheduled maintenance | Down time due to scheduled maintenance | EN 15341:2019
|  | TT640 | Seisakuaeg kavandamata hoolduse tõttu |  | Total down time due to unscheduled maintenance | total down time due to unscheduled maintenance | EN 15341:2019
|  | TT650 | Tegelikud tulemuslikud inimtunnid hooldusele kokku |  | Total effective worked maintenance man-hours | total effective worked maintenance man-hours | EN 15341:2019
|  | TT660 | Kokku tunde mittetoimimisele |  | Total hours of unavailability | total hours of unavailability due to maintenance reasons | EN 15341:2019
|  | TT670 | Kohese korrigeeriva hoolduse inimtunnid |  | Total immediate corrective man-hours | total man-hours spent in immediate corrective actions or works internal and external
|  | TT680 | Sisemise hoolduse inimtunnid kokku |  | Total internal maintenance man-hours | total man-hours worked by the internal people reported in the maintenance pay roll | EN 15341:2019
|  | TT690 | Sisemised inimtunnid kokku |  | Total internal man-hours worked | total internal man-hours worked | EN 15341:2019
|  | TT700 | Õnnetuste tõttu kaotatud tööpäevi kokku |  | Total lost work days due to injuries | total lost work days due to injuries | EN 15341:2019
|  | TT710 | Hooldustegevused kokku |  | Total maintenance activity to be done | total maintenance activity to be done | EN 15341:2019
|  | TT720 | Hoolduse inimtunnid kokku |  | Total maintenance man-hours | total maintenance man-hours spent in the maintenance internal and external | EN 15341:2019
|  | TT730 | Võimalikud hoolduse inimtunnid kokku |  | Total maintenance man-hours available | total maintenance man-hours available internal and/or external | EN 15341:2019
|  | TT740 | Inimtunnid kokku |  | Total man-hours | total man-hours | EN 15341:2019
|  | TT750 | Sisemised inimtunnid kokku + väline kulutus lõpetamisele |  | Total man-hours internal + external spent in shutdown | total man-hours internal + external spent in shutdown | EN 15341:2019
|  | TT760 | Tehtud tööde heakskiidetud inimtunnid kokku |  | Total man-hours of works approved to be done | total man-hours of works approved to be done | EN 15341:2019
|  | TT770 | Kokku allhangitud inimtunde |  | Total man-hours outsourced | considering all the oursourced works and services | EN 15341:2019
|  | TT780 | Kokku töötatud inimtunde |  | Total man-hours worked | considering inside and outside people | EN 15341:2019
|  | TT790 | Kokku välise hoolduse inimtunde |  | Total man-hours worked by external maintenance | total man-hours worked by external maintenance | EN 15341:2019
|  | TT800 | Hooldusega seotud töötajate töötatud inimtunnid |  | Total man-hours worked by maintenance people | total man-hours worked by maintenance people | EN 15341:2019
|  | TT810 | Registreeritud juhtumitega seotult kaotatud tööpäevi kokku |  | Total number of recordable incidents generating lost work days | total number of recordable incidents generating lost work days | EN 15341:2019
|  | TT820 | Kogu ajakulu toimimisele |  | Total operating time | time when the physical asset is performing as required | EN 15341:2019
|  | TT830 | Kogu ajakulu toimimisele ja seisakuaeg |  | Total operating time and downtime | time when the physical asset is performing as required plus the time lost due to failures and preventive maintenance activities | EN 15341:2019
|  | TT840 | Kogu ajakulu remondile |  | Total repair time | total repair time spent to adapt or repair components or groups internal or external | EN 15341:2019
|  | TT850 | Toimimiseks ette nähtud kogu ajakulu |  | Total required operating time | total required operating time | EN 15341:2019
|  | TT860 | Kogu ajakulu tõrgetele |  | Total time to repair | total time to repair | EN 15341:2019
|  | TT870 | Kogu ajakulu taastamisele |  | Total time to restoration | time interval, from the instant of failure, until restoration (it includes delays and repair time) | EN 15341:2019
|  | TT880 | Etteantud ajavahemikul hooldustöötajate tööpäevade arv kokku |  | Total work days of maintenance people in a given period of time | total work days of maintenance people in a given period of time | EN 15341:2019
|  | TT890 | Välise hoolduse tööpäevad kokku |  | Total working days of external maintenance | total working days of external maintenance | EN 15341:2019
| TU |  | Omadused, mis algavad tähega "U" (veeru "G" järgi) |  | Properties that start with letter "U" | terms (property names) are based on a given reference | CCI-EE
|  | TU500 | Töösoleku aeg |  | Up time | time interval throughout which an item is in an up state | EN 13306:2017
|  | TU700 | Kasutusaeg |  | Usage time | total time using the equipment including operating time and idle time |  |  | UsageTime
| TV |  | Omadused, mis algavad tähega "V" (veeru "G" järgi) |  | Properties that start with letter "V" | terms (property names) are based on a given reference | CCI-EE
|  | TV200 | Versiooni kuupäev |  | Version date | the date on which the version of the agreement became applicable | IFC |  | VersionDate
|  | TV300 | Video jäädvustamise intervall |  | Video capture interval | indicates video frame capture time intervals | IFC | s, hour | VideoCaptureInterval
| TW |  | Omadused, mis algavad tähega "W" (veeru "G" järgi) |  | Properties that start with letter "W" | terms (property names) are based on a given reference | CCI-EE
|  | TW075 | Soojenemisaeg |  | Warming-up time | warming-up time | ETIM | min |  | EF000185
|  | TW100 | Garantii tehtud tööle |  | Warranty duration labor | duration of labour warranty | COBie
|  | TW150 | Garantii komponentidele |  | Warranty duration parts | duration of parts warranty | COBie
|  | TW200 | Garantii lõppkuupäev |  | Warranty end date | the date on which the warranty expires | IFC |  | WarrantyEndDate
|  | TW250 | Garantii periood |  | Warranty period | the time duration during which a manufacturer or supplier guarantees or warrants the performance of an artefact | IFC | PnYnMnDTnHnMnS | WarrantyPeriod
|  | TW300 | Garantii alguskuupäev |  | Warranty start date | the date when the warranty period starts | COBie |  | WarrantyStartDate
|  | TW400 | Kulumisest tingitud rikke tekkimise intervall |  | Wear-out failure period | time interval in the life of an item for which the instantaneous failure intensity for a repairable item, or the instantaneous failure rate for a non-repairable item, increases significantly with time | EN 13306:2017
|  | TW450 | Ilmaandmete kuupäev |  | Weather data date | the date for which the weather data was gathered | IFC | YYYY-MM-DDThh:mm:ss | WeatherDataDate
|  | TW500 | Ilmastikust tingitud seisaku proportsioon |  | Weather downtime | weather downtime proportion | IFC |  | WeatherDowntime
|  | TW550 | Eelarvestatud inimtunnid nädalas |  | Weekly available man-hours budgeted | weekly available man-hours budgeted
|  | TW600 | Tööpäeva kestus |  | Work day duration | the elapsed time within a worktime-based day; for presentation purposes, applications may choose to display IfcTask durations in work days where IfcTaskTime.DurationType=WorkTime; this value must be less than or equal to 24 hours (an elapsed day); if omitted then 8 hours is assumed | IFC | PnYnMnDTnHnMnS | WorkDayDuration
|  | TW650 | Töö lõpuaeg |  | Work finish time | the default time of day a task is scheduled to finish; for presentation purposes, if the finish time of a task matches the WorkFinishTime, then applications may choose to display the date only; conversely when entering dates without specifying time, applications may automatically append the WorkFinishTime | IFC | hh:mm:ss | WorkFinishTime
|  | TW700 | Töökuu kestus |  | Work month duration | the elapsed time within a worktime-based month; for presentation purposes, applications may choose to display IfcTask durations in work months where IfcTaskTime.DurationType=WorkTime; this value must be less than or equal to 744 hours (an elapsed month of 31 days); if omitted then 160 hours is assumed | IFC | PnYnMnDTnHnMnS | WorkMonthDuration
|  | TW750 | Töö algusaeg |  | Work start time | work start time | IFC | hh:mm:ss | WorkStartTime
|  | TW800 | Töönädala kestus |  | Work week duration | the elapsed time within a worktime-based week; for presentation purposes, applications may choose to display IfcTask durations in work weeks where IfcTaskTime.DurationType=WorkTime; this value must be less than or equal to 168 hours (an elapsed week); if omitted then 40 hours is assumed | IFC | PnYnMnDTnHnMnS | WorkWeekDuration
| TY |  | Omadused, mis algavad tähega "Y" (veeru "G" järgi) |  | Properties that start with letter "Y" | terms (property names) are based on a given reference | CCI-EE
|  | TY150 | Ehitamise periood |  | Year of construction | year of construction, including expected year of completion | IFC |  | YearOfConstruction
|  | TY151 | Ehitamise periood (alamkomponent 1) |  | Year of construction (subcomponent 1) | year of construction of the subcomponent which belongs to main component but may differ from the main component construction time | CCI-EE
|  | TY200 | Eelmine renoveerimine |  | Year of last refurbishment | year of last major refurbishment, or reconstruction, of the building (applies to reconstruction works) | IFC |  | YearOfLastRefurbishment
V? |  |  | Dokumenteerimise ja esitusega seotud omadused |  | Documentation and presentation related properties | terms (properties) related to documentation and presentation | CCI-EE
| VA |  | Omadused, mis algavad tähega "A" (veeru "G" järgi) |  | Properties that start with letter "A" | terms (property names) are based on a given reference | CCI-EE
|  | VA050 | Majandusarvestus |  | Accounting documentation properties | documents if content pertains management and the use of money | CCI-EE |  |  |  | Payment plan;Allocation;Budget;Accounts;Invoice;Estimation;Statement;List of quantities;Cost estimation
|  | VA250 | Mõõdistusmeetod |  | Acquisition method | the means by which survey data was acquired | IFC |  | AcquisitionMethod |  | GPS;Laserscan_airborne_Laserscan_ground;Sonar;Theodolite;User defined;Not known;Unset
|  | VA450 | Analüüs |  | Analytical documents | documents that contains results of surveys, studies, calculations and simulations | CCI-EE |  |  |  | Calculation;Measurement;Survey;Simulation;Inquiry
|  | VA475 | Abiseadmed |  | Ancillary equipment | equipment additional to the actual measuring instrument used when carrying out measurements; example: pegs, sighting targets and chalk marking lines | ISO 7498:2020
|  | VA650 | Konstruktsiooni projekteerimise meetod |  | Applicable structural design method | determines whether mechanical material properties are applicable to 'ASD' = allowable stress design (working stress design), 'LSD' = limit state design, or 'LRFD' = load and resistance factor design | IFC |  | ApplicableStructuralDesignMethod |  | ASD;LSD;LRFD
|  | VA850 | Volitused |  | Authority based properties | documents whose content regarding relationship linked to public instances | CCI-EE |  |  |  | Application;Review;District plan;Regulatory;Clearance
|  | VA875 | Täiendavad seadmed |  | Auxiliary equipment | equipment that gives aid or support to a measuring instrument; example: tripod | ISO 7498:2020
| VC |  | Omadused, mis algavad tähega "C" (veeru "G" järgi) |  | Properties that start with letter "C" | terms (property names) are based on a given reference | CCI-EE
|  | VC090 | CAD joonis |  | CAD drawing | selected parts of a CAD model as presented on screen or on paper | EN ISO 13567-1:2017
|  | VC100 | CAD kiht |  | CAD layer | designation in stock in CAD model | EN ISO 13567-1:2017
|  | VC110 | Mudeli referents |  | CAD model | structured CAD data file(s) organized according to the physical parts of the objects represented | EN ISO 13567-1:2017
|  | VC500 | Kommentaar |  | Comment | indicating comment | CoClass
|  | VC800 | Teostaja veebileht |  | Created by URL | URL hyperlink to the object creator’s website | NATSPEC BIM
| VD |  | Omadused, mis algavad tähega "D" (veeru "G" järgi) |  | Properties that start with letter "D" | terms (property names) are based on a given reference | CCI-EE
|  | VD100 | Katkendlik joon |  | Dashed line | state if the line is dashed or continuous | IFC |  | DashedLine |  | True;False
|  | VD150 | Katkendliku joone tüüp |  | Dashed line pattern | indicates the pattern for dashed line types e.g. '3+9' | IFC |  | DashedLinePattern
|  | VD250 | Disainiväärtus |  | Design name | a name for the design values | IFC |  | DesignName
|  | VD300 | Projekteeritud liikluskoormus |  | Design traffic volume | the traffic volume used for planning and design purposes specified as the number of vehicles per day; typically given as AADT - Average Annual Daily Traffic | IFC |  | DesignTrafficVolume
|  | VD350 | Projekteeritud sõiduki klass |  | Design vehicle class | a vehicle designator with content according to local standards | IFC |  | DesignVehicleClass
|  | VD550 | Skeemi number |  | Diagram number | a designator with content according to local standards, e.g. M25 | IFC |  | DiagramNumber
|  | VD650 | Dokumendi vorm |  | Document form |  | CCI-EE |  |  |  | Package of documents;Schedule;Instruction;Hankepass;Aerial photo;Surveying;Map;Blueprint;Calculations;List;Diary;Report;Description;Plan;Photo;Video
|  | VD675 | Dokumendi number |  | Document number | document ID; identification number assigned to a document | EN 62023:2012
|  | VD690 | Dokumendi grupp |  | Document set | collection of different documents which is intended to be treated as a unit | EN 62023:2012
|  | VD700 | Dokumendi olek |  | Document status | categorization by the state of the document in its life cycle | CCI-EE |  |  |  | In preperation:In review;In approval;Released;Replaced;Withdrawn
|  | VD750 | Dokumentatsiooni eesmärk |  | Documentation purpose | categorization of an information material by purpose | CCI-EE |  |  |  | Foundation;Deliver
|  | VD850 | Dimensioneerimise meetod |  | Duct sizing method | enumeration that identifies the methodology to be used to size system components | IFC |  | DuctSizingMethod |  | Constant friction;Constant pressure;Static regain;Other;Not known;Unset
| VE |  | Omadused, mis algavad tähega "E" (veeru "G" järgi) |  | Properties that start with letter "E" | terms (property names) are based on a given reference | CCI-EE
|  | VE600 | Eskortimise vajadus |  | Escort requirement | indicates whether or not an escort is required to accompany persons carrying out a work order at or to/from the place of work (=True) or not (=False) | IFC |  | EscortRequirement |  | True;False
|  | VE800 | Info vahetus |  | Exchange | categorization by receipt and dispatch | CCI-EE |  |  |  | Sent;Received
|  | VE850 | Täitmine |  | Execution |  | CCI-EE |  |  |  | Certificate;Inspection report;Proof/confirmation;Construction diary
| VF |  | Omadused, mis algavad tähega "F" (veeru "G" järgi) |  | Properties that start with letter "F" | terms (property names) are based on a given reference | CCI-EE
|  | VF200 | Faili tüüp |  | Filetype | categorization by file usage | CCI-EE |  |  |  | Drawing file;Discipline model;Exchange discipline model;Aggregate model;Extract file;Digital plot;Notation file;Symbol file;Alignment file
|  | VF250 | Pistikupesa tüübi viite kinnitus |  | Fixing socket type reference | type reference for the fixing socket according to local standards | IFC |  | FixingSocketTypeReference
|  | VF550 | Ääriku standard |  | Flange standard | designation of the standard describing the flange table | IFC |  | FlangeStandard
|  | VF600 | Ääriku mõõdutabel |  | Flange table | designation of the standard table to which the flange conforms | IFC |  | FlangeTable
| VG |  | Omadused, mis algavad tähega "G" (veeru "G" järgi) |  | Properties that start with letter "G" | terms (property names) are based on a given reference | CCI-EE
|  | VG300 | Geomeetrial baseeruv dokumentatsioon |  | Geometry based documentation | documents that contains geometric or graphically information | CCI-EE |  |  |  | 2D symbol;3D symbol;Drawing;Model;Visualization;Notation
|  | VG320 | Saksa heakskiit DIBt |  | German approval DIBt | German approval DIBt | ETIM |  |  | EFDE0019 | True;False
|  | VG340 | Saksa heakskiit EltVTR |  | German approval EltVTR | German approval EltVTR | ETIM |  |  | EFDE0034 | True;False
| VJ |  | Omadused, mis algavad tähega "I"/"J" (veeru "G" järgi) |  | Properties that start with letter "I"/"J" | terms (property names) are based on a given reference | CCI-EE
|  | VJ150 | Imporditud jooniselt / mudelilt |  | Imported from drawing/model | indicates whether the information is loaded from a drawing or model | CoClass |  |  |  | True;False
|  | VJ250 | Oskusnõue |  | Is skilled operator | identifies if the current instance requires a skilled person or instructed person to perform operations on the distribution board (=True) or whether operations may be performed by a person without appropriate skills or instruction (=False) | IFC |  | IsSkilledOperator |  | True;False
| VL |  | Omadused, mis algavad tähega "L" (veeru "G" järgi) |  | Properties that start with letter "L" | terms (property names) are based on a given reference | CCI-EE
|  | VL200 | Legend |  | Legend | a text inscribed or applied to the switch as a legend to indicate purpose or function | IFC |  | Legend
|  | VL250 | Detailsusaste (LOD) |  | Level of detail (LOD) | representation indicating graphic detailing | CCI-EE |  |  |  | LOD 100;LOD 200;LOD 300; LOD 400; LOD 500
|  | VL300 | Infotase |  | Level of information (LOI) | categorization by the scope and concretization of information about an object | CCI-EE |  |  |  | LOI 1;LOI 2;LOI 3;LOI 4;LOI 5;LOI 6;LOI 7
|  | VL310 | Infovajaduse tase |  | Level of information need (LOIN) | framework which defines the extent and granularity of information | EN ISO 19650-1:2018
|  | VL650 | Muutmispiiranguga |  | Locked | indicating whether objects are locked for editing | CoClass |  |  |  | True;False
| VM |  | Omadused, mis algavad tähega "M" (veeru "G" järgi) |  | Properties that start with letter "M" | terms (property names) are based on a given reference | CCI-EE
|  | VM225 | Mõõtmissuurus |  | Measurand | quantity intended to be measured | ISO 7078:2020
|  | VM250 | Mõõtmise tulemus |  | Measurement result | set of quantity values being attributed to a measurand together with other available relevant information | ISO 7078:2020
|  | VM260 | Mõõtmisühik |  | Measurement unit | unit of measurement; unit; real scalar quantity, defined and adopted by convention, with which any other quantity of the same kind can be compared to express the ratio of the two quantities as a number | ISO/IEC Guide 99:2007
|  | VM275 | Mõõteinstrument |  | Measuring instrument | device used for making measurements or for levelling | ISO 7078:2020
|  | VM300 | Mõõteseadmed |  | Measuring equipment | measuring instrument, material measure, software, measurement standard, reference material, ancillary equipment or auxiliary equipment used in a measurement | ISO 7078:2020
|  | VM325 | Mõõtesüsteem |  | Measuring system | set of one or more measuring instruments and often other devices, including any reagent and supply, assembled and adapted to give information used to generate measured quantity values within specified intervals for quantities of specified kinds | ISO 7078:2020
|  | VM350 | Mõõtevahend |  | Measuring tool | simple measuring device; example: folding rule, measuring tape, square | ISO 7078:2020
|  | VM425 | Teade |  | Message related documentation | documents whose content is of news or message | CCI-EE |  |  |  | Heering;Alert;Announcement;Article;Brochure
|  | VM500 | Protokollid |  | Minutes related documentation properites | documents that contains agenda or documents that reproduces content or decisions from meetings or conversations | CCI-EE |  |  |  | Client meeting;Building committee;Authority meeting;Design meeting;Project audit;Steering committee;Safety meeting;Site meeting;Project review;Project planning;Contractor meeting;Workshop
|  | VM700 |  |  | Model (BIM) | documentation in model form | CCI-EE |  |  |  | Submodel;Presentation model;Point cloud;Description of the information model;(Construction) information model;Implementation model (as built);Aggregate model
| VP |  | Omadused, mis algavad tähega "O"/"P" (veeru "G" järgi) |  | Properties that start with letter "O"/"P" | terms (property names) are based on a given reference | CCI-EE
|  | VP400 | Load |  | Permits |  | CCI-EE |  |  |  | Notice of initiation;Notification/communication;Permit;Application for a permit;Agreement
|  | VP575 | Printimise resolutsioon |  | Print resolution | print resolution | ETIM | DPI |  | EF000728
|  | VP600 | Menetlus |  | Processing |  | CCI-EE |  |  |  | Presentation;Notification;Proposal for approval;Presentation for approval;Approval decision;Notice;Message confirmation;Opinion/assessment;Request for evaluation;Feedback;Decision;Basics of design;Objection
|  | VP650 | Hange |  | Procurement |  | CCI-EE |  |  |  | Procurement decision;Price comparison;Offer;Invitation to tender;Order;Order Confirmation;Contract negotiations
|  | VP700 | Projekti tüüp |  | Project type | additional typing of a project | IFC |  | ProjectType |  | New build;Modification;Repair;Operation & Maintenance; Renovation
|  | VP750 | Projektsiooni tüüp |  | Projection | representation indicating the type of projection | CoClass
|  | VP800 | Protokollid |  | Protocols | for data ports, identifies the protocols used as defined by the Open System Interconnection (OSI) Basic Reference Model | ISO 7498 |  | Protocols
| VQ |  | Omadused, mis algavad tähega "Q" (veeru "G" järgi) |  | Properties that start with letter "Q" | terms (property names) are based on a given reference | CCI-EE
|  | VQ500 | Kvaliteedijuhtimine |  | Quality management related documentation | documents whose content is linked to determination, handling and control of quality | CCI-EE |  |  |  | Quality review;Quality control;Quality document;Quality plan;Risk Assessment;Inspection;Snagging;Inquiry;Audit;Risk report;Safety report
| VR |  | Omadused, mis algavad tähega "R" (veeru "G" järgi) |  | Properties that start with letter "R" | terms (property names) are based on a given reference | CCI-EE
|  | VR100 | Muudatuse põhjus |  | Reason for change | a description of the problem for why a change is needed | IFC |  | ReasonForChange
|  | VR150 | Viide |  | Reference | reference ID for a specified type | IFC |  | Reference
|  | VR160 | Referentsfail |  | Reference file | file that is displayed and printed together with information from another file which can be stored and updated independently of the first file | EN ISO 13467-1:2017
|  | VR200 | Graafiline kujutamine |  | Representing type | categorization by how geometric content is displayed | CCI-EE |  |  |  | General;Plan;Elevation;Section;Building section;Detailed design;Diagram/scheme;Spatial representation;Area plan;Blueprint;Standard drawing
|  | VR250 | Läbivaatamise versioon |  | Revision | denoting recent revision | CoClass
|  | VR450 | Kinnitaja |  | Role: Approved by | determines who approved | CoClass
|  | VR500 | Hindaja |  | Role: Assessed by | determines who reviewed | CoClass
|  | VR550 | Arhitekt/projekteerija |  | Role: Designer | metadata indicating who constructed | CoClass
|  | VR600 | Vastutav osapool |  | Role: Responsible party | metadata indicating the name of the party responsible for the information | CoClass
| VS |  | Omadused, mis algavad tähega "S" (veeru "G" järgi) |  | Properties that start with letter "S" | terms (property names) are based on a given reference | CCI-EE
|  | VS150 | Skaala |  | Scale | ratio of the linear dimension of an element of an object as represented in the original drawing to the real linear dimension of the same element of the object itself | ISO 5455:1979
|  | VS350 | Dimensioneerimise meetod |  | Sizing method | identifies whether the damper is sized nominally or with exact measurements: NOMINAL: Nominal sizing method. EXACT: Exact sizing method | IFC |  | SizingMethod |  | Nominal;Exact;Not known;Unset
|  | VS550 | Alusdokument |  | Source document | documents if content pertains organization and involved corporate work | CCI-EE |  |  |  | Archive inventory;Organization;Template
|  | VS750 | Spetsifikatsioonid |  | Specification based documentation | documents there exactly and detailed describes properties, determines requirements or gives guidance | CCI-EE |  |  |  | General specification;Building project and work result specification;Quantity and price specification;Space specification;Safety and health;Construction site specification;Environment and sustainability;Material and product data;Operation and maintenance specification
|  | VS850 | Teekattemärgistuse tüüp |  | Structure (road marking) | state if marking is structured or not, and what type, e.g. KamFlex, LongFlex, DropFlex | IFC |  | Structure
| VT |  | Omadused, mis algavad tähega "T" (veeru "G" järgi) |  | Properties that start with letter "T" | terms (property names) are based on a given reference | CCI-EE
|  | VT150 | Teekatendi sümbol |  | Text (road symbol) | text content | IFC |  | Text
|  | VT350 | Aja- ja ressursi juhtimine |  | Time and resource management | documents whose content is associated with time and resource related relationship | CCI-EE |  |  |  | Project planning;Time schedule;Resource plan
| VU |  | Omadused, mis algavad tähega "U" (veeru "G" järgi) |  | Properties that start with letter "U" | terms (property names) are based on a given reference | CCI-EE
|  | VU400 | Teostusdokumentatsiooni link |  | URL: As-built drawings | a URL link pointing to one or more as-built drawings, typically either DWGs or PDFs | CCI-EE
|  | VU420 | Toote vastavusnõue |  | URL: Code performance | code compliance requirement(s) that product satisfies | COBie
|  | VU430 | Kaetud tööde akt |  | URL: Covered works | covered works protocol | CCI-EE
|  | VU440 | Teostaja |  | URL: Created by | the name of the person, organisation or library provider that created the object | NATSPEC BIM
|  | VU460 | Hooldusjuhendi link |  | URL: Maintenance instruction | a URL link pointing to one or more operation or maintenance manuals, typically PDFs | CCI-EE
|  | VU480 | Materjali ohutuskaardi link |  | URL: Material safety data sheet | a URL link pointing to one or more material safety data sheet (MSDS), typically a single PDF | CCI-EE
|  | VU500 | Meedia sisu link |  | URL: Media content | indicates the media content storage location, such as URLs to camera footage within particular time periods | IFC |  | MediaContent
|  | VU520 | Kasutusjuhend |  | URL: Operational document (owner manual) | a URL link pointing to one or more owner manuals, typically PDFs | IFC |  | OperationalDocument
|  | VU540 | Faili asukoht |  | URL: Path to file | metadata that specifies the path to the file | CCI-EE
|  | VU560 | Kontrollakt |  | URL: Performance certificate | manufacturer's performance certificate | IFC |  | PerformanceCertificate
|  | VU580 | Fotode link |  | URL: Photos | a URL link pointing to one or more digital photographs, typically JPGs; this may link to a sub-folder of the divisions Photos folder when required | CCI-EE
|  | VU600 | Tootelehe link |  | URL: Product data | product information; a URL link pointing to one or more product data or information documents, typically PDFs | NATSPEC BIM
|  | VU620 | RFI link |  | URL: RFIs | a URL link pointing to one or more scanned request for information (RFIs) from the project, typically PDFs, although sometimes JPGs | CCI-EE
|  | VU640 | Turvasertifikaat |  | URL: Safety document | manufacturer's safety document | IFC |  | SafetyDocument
|  | VU660 | Koostejoonise link |  | URL: Shop drawings | a URL link pointing to one or more shop drawings, typically DWGs or PDFs | CCI-EE
|  | VU680 | Skeemjoonise link |  | URL: Sketches | a URL link pointing to one or more sketches, typically DWGs, PDFs, or JPGs | CCI-EE
|  | VU690 | Peakataloogi link |  | URL: Top-level folder | top-level folder from where sub-documents can be found | CCI-EE
|  | VU700 | Garantii dokumentatsiooni link |  | URL: Warranty information | a URL link pointing to one or more documents containing warranty information, typically PDFs | CCI-EE
| VV |  | Omadused, mis algavad tähega "V" (veeru "G" järgi) |  | Properties that start with letter "V" | terms (property names) are based on a given reference | CCI-EE
|  | VV250 | Versioon |  | Version | version number of the agreement that is identified | IFC |  | Version
X? |  |  | Maksumusega seotud omadused |  | Cost related properties | terms (properties) related to cost | CCI-EE
| XA |  | Omadused, mis algavad tähega "A" (veeru "G" järgi) |  | Properties that start with letter "A" | terms (property names) are based on a given reference | CCI-EE
|  | XA100 | Tegelik maksumus |  | Actual cost | the actual cost on behalf of the resource allocation | IFC | € | ActualCost
|  | XA200 | Lisamaks |  | Additional tax | additional tax that is calculated based on local/regional regulations | NATSPEC BIM
|  | XA400 | Aastane keskmine varuosade ja materjalide inventeerimisväärtus |  | Annual average inventory value of spare parts and materials | annual average inventory value of spare parts and materials | EN 15341:2019
|  | XA425 | Aastane investeering füüsilise vara asendamiseks |  | Annual investment to replace physical asset | annual investment to replace physical asset | EN 15341:2019
|  | XA450 | Hoolduse aastane kulu (jätkusuutlikkuse aspekt) |  | Annual maintenance cost | the cost of maintenance resources spent yearly to improve the sustainability | EN 15341:2019
|  | XA475 | Aastased tootmise eluea kogukulud |  | Annual total industrial life cost | total industrial annual cost to keep the physical asset running | EN 15341:2019
|  | XA500 | Aastane käive |  | Annual turnover | turnover generated by the sales of products/services developed by physical asset | EN 15341:2019
|  | XA700 | Koostu maksumus |  | Assembly cost | cost that is involved with assembled products | NATSPEC BIM
|  | XA730 | Vahendite asendusväärtus |  | Asset replacement value | asset replacement value | EN 15341:2019
|  | XA750 | Vara maksuliik |  | Asset tax type | identifies the predefined types of taxation group from which the type required may be set | IFC |  | AssetTaxType |  | Capitalised;Expensed;Other;Not known;Unset
|  | XA850 | Keskmine varuosade ja materjalide inventeerimisväärtus |  | Average inventory value of spare parts and materials | average inventory value of spare parts and materials | EN 15341:2019
| XB |  | Omadused, mis algavad tähega "B" (veeru "G" järgi) |  | Properties that start with letter "B" | terms (property names) are based on a given reference | CCI-EE
|  | XB700 | Eelarve allikas |  | Budget source | the budget source requested | IFC |  | BudgetSource
| XC |  | Omadused, mis algavad tähega "C" (veeru "G" järgi) |  | Properties that start with letter "C" | terms (property names) are based on a given reference | CCI-EE
|  | XC550 | Projekteerimiseelne kuluhinnang |  | Conceptual cost | cost estimation during the pre-construction stage of a project | NATSPEC BIM
|  | XC575 | Seisundipõhise hoolduse maksumus |  | Condition based maintenance costs | preventive maintenance which include assessment of physical conditions, analysis and the possible ensuing maintenance actions | EN 15341:2019
|  | XC600 | Ehituskulu |  | Construction costs (CC) | sum of raw materials (RMC) and labour cost (LC), CC = RMC + LC | CWA 17089:2016
|  | XC625 | Korrigeeriva hoolduse maksumus |  | Corrective maintenance cost | maintenance carried out after fault recognition and intended to restore an item into a state in which it can perform a required function | EN 15341:2019
|  | XC690 | Kapitaliseeritud varuosade maksumus |  | Cost of capitalized critical spare parts | value of the annual average inventory of capitalized critical spare parts | EN 15341:2019
|  | XC710 | Kulud parendamisele |  | Cost of improvements | cost of improvements | EN 15341:2019
|  | XC730 | Hooldusinsenerivaldkonna maksumus |  | Cost of maintenance engineering | cost of maintenance engineering | EN 15341:2019
|  | XC750 | Hooldusinseneride maksumus |  | Cost of maintenance engineers | cost of maintenance engineers | EN 15341:2019
|  | XC770 | Hoolduse parendamise maksumus |  | Cost of maintenance improvements | cost of maintenance improvements | EN 15341:2019
|  | XC790 | Hoolduse allhangete maksumus |  | Cost of outsourced maintenance | total cost of external maintenance activities | EN 15341:2019
|  | XC810 | Kasutusele võetud parenduste maksumus |  | Cost of the implemented improvements | total expenditures due to the implementation of the improvements | EN 15341:2019
|  | XC830 | Ülekulu |  | Cost overrun | unexpected incurred costs | NATSPEC BIM
|  | XC850 | Kulude sääst |  | Cost savings | generated savings as: energy, labour, spare parts, materials, production time | EN 15341:2019
|  | XC940 | Kumulatiivne amortiseeritud väärtus |  | Cumulative depreciated value | cumulative depreciated value | EN 15341:2019
| XD |  | Omadused, mis algavad tähega "D" (veeru "G" järgi) |  | Properties that start with letter "D" | terms (property names) are based on a given reference | CCI-EE
|  | XD300 | Projekteerimise kulu |  | Design costs (DC) | sum of the individual costs related to preliminary design activities (dci) | CWA 17089:2016
| XE |  | Omadused, mis algavad tähega "E" (veeru "G" järgi) |  | Properties that start with letter "E" | terms (property names) are based on a given reference | CCI-EE
|  | XE400 | Elektriliste väliste hooldustööde maksumus |  | Electrical external maintenance cost | electrical external maintenance cost | EN 15341:2019
|  | XE500 | Kasutusaja lõppkulu |  | End of life cost (EOLCT) | the cost of the total of necessarily incurred labour, material and other related costs incurred to deconstruction, transport associated, enf of life fee and taxes, waste processing for reuse, recovery and/or recycling | CWA 17089:2016
|  | XE550 | Seadmete kulu |  | Equipment cost | cost related to equipment | CCI-EE
|  | XE700 | Arvestuslik füüsilise vara asendusväärtus |  | Estimated physical asset replacement value | it is the estimated amount of capital that would be requied to replace the physical asset as now it is | EN 15341:2019
|  | XE925 | Välishoolduse maksumus |  | External maintenance cost | external maintenance total price + allocated fixed costs of internal organization on the price; total hourly cost including all the internal supervision and other unit fixed costs allocated | EN 15341:2019
| XF |  | Omadused, mis algavad tähega "F" (veeru "G" järgi) |  | Properties that start with letter "F" | terms (property names) are based on a given reference | CCI-EE
|  | XF650 | Rahastamisallikas |  | Funding source | investment funding source | IFC |  | FundingSource
|  | XF700 | Tulevikukulu |  | Future cost assumptions | cost that depends on activites/decisions made in the future | NATSPEC BIM
| XJ |  | Omadused, mis algavad tähega "I"/"J" (veeru "G" järgi) |  | Properties that start with letter "I"/"J" | terms (property names) are based on a given reference | CCI-EE
|  | XJ200 | Kaudse personali maksumus |  | Indirect personnel cost | indirect personnel, managers, staff and clerks, maintenance engineers, planning and scheduling personnel, tooling, warehouse and store workers | EN 15341:2019
|  | XJ225 | Esialgne kulu |  | Initial cost (ICT) | cost associated to the preliminary design, construction (such as infrastructure, machinery cost, raw material and labour, fitting out etc.), and commissioning, evaluation and hanfover of the construction (ICT = DC + CC + SuC) | CWA 17089:2016
|  | XJ250 | Paigaldamise maksumus |  | Installation cost | economic property for installation, assembly, assembly and similar work | NATSPEC BIM
|  | XJ275 | Paigalduse kogukulu |  | Installed cost | all costs actually incurred and paid to third parties for work performed for the installation work | NATSPEC BIM
|  | XJ300 | Mõõteriistadega läbiviidud väliste hooldustööde maksumus |  | Instrumentation external maintenance costs | instrumentation external maintenance costs | EN 15341:2019
|  | XJ325 | Sisemise hoolduse personalikulud |  | Internal maintenance personnel cost | cost of internal people engaged in maintenance; direct and indirect personnel and maintenance carried out by production operators | EN 15341:2019
| XL |  | Omadused, mis algavad tähega "L" (veeru "G" järgi) |  | Properties that start with letter "L" | terms (property names) are based on a given reference | CCI-EE
|  | XL100 | Tööjõukulu |  | Labour cost (LC) | sum of the individual costs (i) associated to each operation during the construction (lci), these individual costs include costs related to the use of machinery, manpower, consumption and transport of raw materials, fuel consumption during the works, earthworks, pavements, drainage systems, signs and safety systems, affected services and any other activity involved in the construction | CWA 17089:2016
|  | XL250 | Elukaare kulu |  | Life cycle cost | sum of the costs generated during the life cycle of the item | EN 13306:2017
| XM |  | Omadused, mis algavad tähega "M" (veeru "G" järgi) |  | Properties that start with letter "M" | terms (property names) are based on a given reference | CCI-EE
|  | XM100 | Korrashoiu kulu |  | Maintenance cost (MCT) | total cost of the maintenance is the sum of the individual processes, labour or resources costs (mci) involved to fulfil the performance requirements | CWA 17089:2016
|  | XM125 | Hoolduskulud terviseohutuse keskkonna taseme parendamiseks |  | Maintenance cost spent to improve health-safety level | maintenance cost spent to improve health-safety level | EN 15341:2019
|  | XM150 | Hoolduskulud keskkonnariskide vähendamiseks |  | Maintenance expenditures to reduce environmental risks | maintenance expenditures to reduce environmental risks | EN 15341:2019
|  | XM175 | Hoolduse lõpetamise maksumus |  | Maintenance shutdown cost | total maintenance cost due to the activities to be performed during the shutdown period | EN 15341:2019
|  | XM250 | Materjali kulu |  | Material cost | material cost | CCI-EE
|  |  | Mehaaniliste väliste hooldustööde maksumus |  | Mechanical external maintenance cost | mechanical external maintenance cost | EN 15341:2019
| XN |  | Omadused, mis algavad tähega "N" (veeru "G" järgi) |  | Properties that start with letter "N" | terms (property names) are based on a given reference | CCI-EE
|  | XN150 | Puhasväärtus |  | Net earned value | net earned value | IFC |  | NetEarnedValue
| XP |  | Omadused, mis algavad tähega "O"/"P" (veeru "G" järgi) |  | Properties that start with letter "O"/"P" | terms (property names) are based on a given reference | CCI-EE
|  | XP150 | Füüsilise vara asendusväärtus |  | Physical asset replacement value | estimated amount of capital (quantity of money) that whould be required to replace the physical asset to required function | EN 15341:2019
|  | XP175 | Füüsilise vara käive |  | Physical asset turnover | annual turnover generated by the physical asset | EN 15341:2019
|  | XP500 | Ettemääratud hoolduse maksumus |  | Predetermined maintenance cost | preventive maintenance carried out in accordance with established intervals of time or number of units of use but without previous condition investigation | EN 15341:2019
|  | XP525 | Ennetava hoolduse maksumus |  | Preventive maintenance cost | maintenance carried out intended to assess and/or to mitigate degradation and reduce the probability of failure of an item | EN 15341:2019
|  | XP550 | Tootmise ümberkorraldamise kulud |  | Production transformation cost | total cost required by an asset/item to transform the incoming materials in product/service, excluding cost of raw materials, packaging and auxiliary materials | EN 15341:2019
|  | XP575 | Projekit investeeringu hinnang |  | Project investment estimate | estimate of investment cost | IFC |  | ProjectInvestmentEstimate
| XR |  | Omadused, mis algavad tähega "R" (veeru "G" järgi) |  | Properties that start with letter "R" | terms (property names) are based on a given reference | CCI-EE
|  | XR050 | Tooraine kulu |  | Raw material consumption cost (RMC) | includes both direct use of materials (such as gravel) and intermediate use to produce other materials (for instance, raw materials used during the production of other material, like asphalt) | CWA 17089:2016
|  | XR100 | Tegelik maksumus |  | Recorded actual cost | economic property for cost that was paid to acquire a product or asset | NATSPEC BIM
|  | XR150 | Ülejääk |  | Remaining cost | the remaining cost on behalf of the resource allocation | IFC | € | RemainingCost
|  | XR200 | Renditasud (tulevikus) |  | Rental rates in category future | range of the cost rates for property expected to be available in the future in the required category | IFC | € | RentalRatesInCategoryFuture
|  | XR250 | Renditasud (hetkel) |  | Rental rates in category now | range of the cost rates for property currently available in the required category | IFC | € | RentalRatesInCategoryNow
|  | XR300 | Asenduskulud |  | Replacement cost | annual expenditures to replace the existing physical assets | EN 15341:2019
|  | XR350 | Vara jääkväärtus |  | Residual asset value | estimated residual value of a depreciable asset or property at the end of its economical or useful life | CWA 17089:2016
|  | XR600 | Investeeringutasuvus |  | ROI | return on Investment | IFC | [0…1] | ROI
| XS |  | Omadused, mis algavad tähega "S" (veeru "G" järgi) |  | Properties that start with letter "S" | terms (property names) are based on a given reference | CCI-EE
|  | XS100 | Parendustega loodud sääst |  | Saving generated by improvements | saving generated by improvements | EN 15341:2019
|  | XS150 | Planeeritud kulu |  | Schedule cost | the budgeted cost on behalf of the resource allocation | IFC | € | ScheduleCost
|  | XS350 | Transpordikulu |  | Shipping cost | economic property for cost that involves the shipping and handling fee of a product to be sent to the customer | NATSPEC BIM
|  | XS850 | Allhanke kulu |  | Subcontractor cost | cost related to subcontracting | CCI-EE
| XT |  | Omadused, mis algavad tähega "T" (veeru "G" järgi) |  | Properties that start with letter "T" | terms (property names) are based on a given reference | CCI-EE
|  | XT075 | Hoolduse ülesanded investeeringute puhul |  | Tasks performed by maintenance for investments | this activity includes the modifications, revamping, extraordinary works, upgrade, retrofitting, etc.; sometime peformed by maintenance department, classified investments | EN 15341:2019
|  | XT500 | Lisandväärtus kokku |  | Total added value | total added value | EN 15341:2019
|  | XT525 | Kogusumma vara asenendamiseks |  | Total asset replacement value | total asset replacement value | EN 15341:2019
|  | XT550 | Lepinguliste teenuste kogumaksumus |  | Total cost of contract services | total cost of contract services | EN 15341:2019
|  | XT575 | Välise hoolduse kogumaksumus |  | Total cost of external maintenance | total cost of external maintenance | EN 15341:2019
|  | XT600 | Varuosade kogumaksumus + kasutatud materjalid |  | Total costs of spare parts + materials used | non-capitalized cost of spare parts, materials and consumables used in maintenance activities | EN 15341:2019
|  | XT625 | Välise hoolduse kogukulud |  | Total external maintenance costs | total external maintenance costs | EN 15341:2019
|  | XT650 | Täisteenuste kogumaksumus |  | Total full services cost | full maintenance services is a contract that is providing all the necessary resources to maintain or restore an item according to the request and technical requirements outlined in the contract; it is based on the used resources | EN 15341:2019
|  | XT675 | Globaalsete teenuste kogumaksumus |  | Total global service cost | global maintenance services is a contract that is delivering all direct and indirect maintenance activities to achieve the required performances of the physical assets during its life and it is paid based on actual measured results | EN 15341:2019
|  | XT700 | Hoolduskulud kokku |  | Total maintenance cost(s) | total maintenance cost(s) | EN 15341:2019
|  | XT725 | Hoolduse kogukulud + kulud mittetoimimisele + amortisatsion |  | Total maintenace + unavailability costs + depreciation | total maintenace + unavailability costs + depreciation | EN 15341:2019
|  | XT750 | Hoolduskulud kokku + hooldusest tulenevad mittetöötamise kulud |  | Total maintenance costs + unavailability cost due to maintenance | unavailability costs due to maintenance is downtime due to maintenance multiplied with the average unit value of lost production/service of an item | EN 15341:2019
|  | XT775 | Üldkulud kokku |  | Total over heads costs | total overhead costs of maintenance+general overheads allocated to maintenance | EN 15341:2019
|  | XT800 | Kogu omamiskulu |  | Total ownership cost | economic property for cost that accounts for complete life-cycle of an purchased asset | NATSPEC BIM
|  | XT825 | Kogukulud mittetoimimisele |  | Total unavailability costs | total costs direct and indirect related to the unavailability due to maintenance | EN 15341:2019
|  | XT850 | Amortiseeritav koguväärtus |  | Total value to be depreciated | total value to be depreciated | EN 15341:2019
| XV |  | Omadused, mis algavad tähega "V" (veeru "G" järgi) |  | Properties that start with letter "V" | terms (property names) are based on a given reference | CCI-EE
|  | XV050 | Vakantsus (tulevikus) |  | Vacancy rate in category future | percentage of vacancy found in the particular category expected in the future | IFC |  | VacancyRateInCategoryFuture
|  | XV150 | Vakantsus (hetkel) |  | Vacancy rate in category now | percentage of vacancy found in the particular category currently | IFC |  | VacancyRateInCategoryNow
|  | XV175 | Kasutatud varuosade ja materjalide väärtus |  | Value of spare parts and material used | value of spare parts and material used | EN 15341:2019
Z? |  |  | Korrashoiuga seotud omadused |  | Maintenance properties | terms (properties) related to maintenance | CCI-EE
| ZA |  | Omadused, mis algavad tähega "A" (veeru "G" järgi) |  | Properties that start with letter "A" | terms (property names) are based on a given reference | CCI-EE
|  | ZA100 | Aktsepteeritav kvaliteeditase (AKT) |  | Acceptance quality limit (AQL) | when a continuous series of lots is considered, the quality level which for the purposes of sampling inspection is the "worst tolerable product quality level" | EN 13549:2001;INSTA 800;EVS 914:2020
|  | ZA110 | Õnnetusele reageerimine |  | Accident response | accident response chosen for the asset | IFC |  | AccidentResponse |  | Emergency procedure;Urgent procedure;Emergency inspection;Urgent inspection;Reactive
|  | ZA120 | Saavutatud eesmärgid |  | Achieved objectives | based on annual effective results | EN 15341:2019
|  | ZA130 | Aktiivne liiasus |  | Active redundancy | redundancy wherin more than on means for performing a required function are operating simultaneously | EN 13306:2017
|  | ZA200 | Kohanduse tähis |  | Adjustment designation | the desgnation on the device for the adjustment | IFC |  | AdjustmentDesignation
|  | ZA300 | Vananemisest tingitud rike |  | Ageing failure | failure whose probability of occurrence increases with the passage of calendar time | EN 13306:2017
|  | ZA310 | Kokkuleppe sisu |  | Agreement content | documents whose content determines services, deliveries and terms betwwen parter | CCI-EE |  |  |  | Additional contract;Contract;Handover;ICT;Insurance;Proxy;Warranty
|  | ZA320 | Kokkuleppe tüüp |  | Agreement type | identifies the predefined types of property agreement from which the type required may be set | IFC |  | AgreementType |  | Assignment;Lease;Tenant;Other;Not known;Unset
|  | ZA450 | Tõrgete arv aastas |  | Annual number of failures | annual number of failures | EN 15341:2019
|  | ZA470 | Aastane standardne tehniline väljund |  | Annual standard technical output | annual technical standard output of a physical asset is the quantitative output generated fulfilling the qualitative characteristics | EN 15341:2019
|  | ZA700 | AS1 (hoolduskulude osatähtsus) |  | AS1 (relative maintenance costs) | relative maintenance costs (total maintenance costs / asset replacement value) | EN 15341:2019 | %
|  | ZA701 | AS2 (hoolduse osatähtsus tootmise ümberkorraldamise maksumuses) |  | AS2 (maintenance contribution on production-service transformation cost) | maintenance contribution on production-service transformation cost (total maintenance costs / production transformation cost) | EN 15341:2019 | %
|  | ZA702 | AS3 (hoolduse osatähtsus investeeringutes) |  | AS3 (maintenance contribution to investments) | maintenance contribution to investments (trasks performed by maintenance for investments / total maintenance costs) | EN 15341:2019 | %
|  | ZA703 | AS4 (hoolduse osatähtsus lisandväärtuses) |  | AS4 (maintenance contribution on added value) | maintenance contribution on added value (total maintenance cost / total added value) | EN 15341:2019 | %
|  | ZA704 | AS5 (välise hoolduse tunnitasu) |  | AS5 (hourly external maintenance cost) | hourly external maintenance cost (external maintenance cost / man-hours worked by external maintenance) | EN 15341:2019 | %
|  | ZA705 | AS6 (hoolduse osatähtsus väljundis) |  | AS6 (contribution of maintenance on output) | contribution of maintenance on output (total maintenance costs + unavailability cost due to maintenance / quantity of output) | EN 15341:2019 | €/hour
|  | ZA706 | AS7 (sisemise personalikulu osatähtsus) |  | AS7 (contribution of internal personnel cost) | contribution of internal personnel cost (internal maintenance personnel cost / total maintenance cost) | EN 15341:2019 | %
|  | ZA707 | AS8 (varuosade ja materjalide maksumuse osatähtsus) |  | AS8 (contribution of spare parts and material cost) | contribution of spare parts and material cost (total cost of spare parts + materials used / total maintenance cost) | EN 15341:2019 | %
|  | ZA708 | AS9 (üldkulude osatähtsus) |  | AS9 (contribution of overhead) | contribution of overhead (total over heads costs / total maintenance cost) | EN 15341:2019 | %
|  | ZA709 | AS10 (allhanke kulude osatähtsus) |  | AS10 (contribution of total outsourcing cost) | contribution of total outsourcing cost (cost of outsourced maintenance / total maintenance cost) | EN 15341:2019 | %
|  | ZA710 | AS11 (kaudse personali kulude osatähtsus) |  | AS11 (contribution of indirect personnel cost) | contribution of indirect personnel cost (indirect personnel cost / total maintenance cost) | EN 15341:2019 | %
|  | ZA711 | AS12 (korrigeeriva hoolduse osatähtsus) |  | AS12 (contribution of corrective maintenance) | contribution of corrective maintenance (corrective maintenance cost / total maintenance cost) | EN 15341:2019 | %
|  | ZA712 | AS13 (ennetava hoolduse osatähtsus) |  | AS13 (contribution of preventive maintenance) | contribution of preventive maintenance (preventive maintenance cost / total maintenance cost) | EN 15341:2019 | %
|  | ZA713 | AS14 (seisundipõhise hoolduse osatähtsus) |  | AS14 (prportion of condition based maintenance) | prportion of condition based maintenance (condition based maintenance costs / total maintenance cost) | EN 15341:2019 | %
|  | ZA714 | AS15 (ettemääratud hoolduse osatähtsus) |  | AS15 (proportion of predetermined maintenance) | proportion of predetermined maintenance (predetermined maintenance cost / total maintenance cost) | EN 15341:2019 | %
|  | ZA715 | AS16 (parenduste maksumus) |  | AS16 (cost of improvements) | cost of improvements (cost of maintenance improvements / total maintenance cost) | EN 15341:2019 | %
|  | ZA716 | AS17 (hoolduse lõpetamise osatähtsus) |  | AS17 (proportion of maintenance shutdown) | proportion of maintenance shutdown (maintenance shutdown cost / total maintenance cost) | EN 15341:2019 | %
|  | ZA717 | AS18 (sisemise hoolduse osatähtsus lõpetamistegevustes) |  | AS18 (proportion of internal maintenance in shutdown activities) | proportion of internal maintenance in shutdown activities (internal maintenance man-hours during shutdown / total man-hours + external spent in shutdown) | EN 15341:2019 | %
|  | ZA718 | AS19 (globaalsete teenuste osatähtsus kogu välises hoolduses) |  | AS19 (proprtion of global services on total external maintenance) | proprtion of global services on total external maintenance (total global services cost / total cost of external maintenance) | EN 15341:2019 | %
|  | ZA719 | AS20 (täisteenuste osatähtsus kogu välises hoolduses) |  | AS20 (proportion of full services on total external maintenance) | proportion of full services on total external maintenance (total full services cost / total cost of contract services) | EN 15341:2019 | %
|  | ZA720 | AS21 (mehaaniliste väliste hooldustööde maksumuse osatähtsus kogu välise hoolduse maksumuses) |  | AS21 (contribution of mechanical external maintenance cost on total external maintenance cost) | contribution of mechanical external maintenance cost on total external maintenance cost (mechanical external maintenance cost / total external maintenance costs) | EN 15341:2019 | %
|  | ZA721 | AS22 (elektriliste väliste hooldustööde maksumuse osatähtsus kogu välise hoolduse maksumuses) |  | AS22 (contribution of electrical external maintenance cost on total external maintenance cost) | contribution of electrical external maintenance cost on total external maintenance cost (electrical external maintenance cost / total external maintenance costs) | EN 15341:2019 | %
|  | ZA722 | AS23 (mõõteriistadega läbiviidud väliste hooldustööde maksumuse osatähtsus kogu välise hoolduse maksumuses) |  | AS23 (contribution of instrumentation external maintenance cost on total external maintenance cost) | contribution of instrumentation external maintenance cost on total external maintenance cost (instrumentation external maintenance costs / total external maintenance cost) | EN 15341:2019 | %
|  | ZA723 | AS24 (allhangitud teenuste professionaalsus) |  | AS24 (professionalism of outsourced services) | professionalism of outsourced services (number of certified services / total services) | EN 15341:2019 | %
|  | ZA724 | AS25 (varuosade osatähtsus füüsilise vara asendusväärtuses) |  | AS25 (contribution of spare parts on physical asset replace value) | contribution of spare parts on physical asset replace value (annual average inventory value of spare parts and materials / physical asset replacement value) | EN 15341:2019 | %
|  | ZA725 | AS26 (varuosade inventeerimise käive) |  | AS26 (spare parts inventory turnover) | spare parts inventory turnover (value of spare parts and material used / average inventory value of spare parts and materials) | EN 15341:2019 | number
|  | ZA726 | AS27 (lao teenustase) |  | AS27 (service level of warehouse) | service level of warehouse (number of items immediately delivered to maintenance people / total number of items required by maintenance people) | EN 15341:2019 | %
|  | ZA727 | AS28 (varuosade tarnimise teenustase) |  | AS28 (service level of spare parts supply) | service level of spare parts supply (number of spare parts delivered at committed date / total number of spare parts to be delivered at committed date) | EN 15341:2019 | %
|  | ZA728 | AS29 (varuosade hankimise usaldusväärsus) |  | AS29 (reliability of spare parts supply) | reliability of spare parts supply (number of annual complaints / number of spare parts yearly supplied) | EN 15341:2019 | %
|  | ZA800 | Hindamise tingimus |  | Assessment condition | overall condition of a product based on an assessment of the contributions to the overall condition made by the various criteria considered | IFC |  | AssessmentCondition |  | Good;OK;Poor
|  | ZA810 | Hindamise kirjeldus |  | Assessment description | qualitative description of the condition | IFC |  | AssessmentDescription
|  | ZA820 | Hindamismeetod |  | Assessment method | external reference to assessment method or application used to perform the assessment | IFC |  | AssessmentMethod
|  | ZA830 | Vara arvestustüüp |  | Asset accounting type | identifies the predefined types of risk from which the type required may be set | IFC |  | AssetAccountingType |  | Fixed;Non fixed;Other; Not known;Unset
|  | ZA840 | Varade kriitilisus |  | Asset criticality | rating of the asset's criticality to the operation of the facility | IFC |  | AssetCriticality |  | Very high;High;Moderate;Low;Very low
|  | ZA850 | Varade purunemiskindlus |  | Asset frailty | rating of the asset's frailty to breakage or deterioration; IoT (Internet of Things, connected devices and sensors); Sensors (Monitoring sensors with no connected or smart functionality); PPM (Planned Preventative Maintenance); Inspection (Qualitative & quantitative inspections); Feedback (Reactive Feedback approach) | IFC |  | AssetFrailty |  | Very high;High;Moderate;Low;Very low
|  | ZA860 | Vara tunnus |  | Asset identifier | alternative identifier for specific component, used as defined by contract | COBie
|  | ZA870 | Varakindlustuse tüüp |  | Asset insurance type | identifies the predefined types of insurance rating from which the type required may be set | IFC |  | AssetInsuranceType |  | Personal;Real;Other;Not known;Unset
|  | ZA880 | Vara prioriteet |  | Asset priority | combined criticality and frailty rating indicating the operational and maintenance priority of the asset | IFC |  | AssetPriority |  | Very high;High;Moderate;Low;Very low
|  | ZA890 | Vara staatus |  | Asset status | current status or stage in life cycle | IFC |  | AssetStatus
|  | ZA900 | Vara kasutus |  | Asset use | general use category of the asset | IFC |  | AssetUse
|  | ZA910 | Seatud eesmärgid |  | Assigned objectives | according to the management plans | EN 15341:2019
|  | ZA950 | Kättesaadavus |  | Availability | ability of an item to be in a state to perform as and when required, under given conditions, assuming that the necessary external resources are provided | EN 13306:2017
| ZC |  | Omadused, mis algavad tähega "C" (veeru "G" järgi) |  | Properties that start with letter "C" | terms (property names) are based on a given reference | CCI-EE
|  | ZC200 | Korrashoiuleping |  | Cleaning agreement | management property that indicates whether there is a cleaning agreement | CoClass
|  | ZC225 | Korrashoiulepingu number |  | Cleaning agreement number | management property that indicates cleaning contract number | CoClass
|  | ZC250 | Puhastusmeetod |  | Cleaning method | administrative property that specifies the method of cleaning | CoClass
|  | ZC450 | Üldrike |  | Common cause failuers | failures of several items resulting from the same direct cause and where these failures are not consequences of each other | EN 13306:2017
|  | ZC475 | Hooldusinseneri pädevused |  | Competences of a maintenance engineer | competences of a maintenance engineer | EN 15628:2014 |  |  |  | B.1 - B.9
|  | ZC500 | Hooldusjuhi pädevused |  | Competences of a maintenance manager | competences of a maintenance manager | EN 15628:2014 |  |  |  | C.1 - C.7
|  | ZC525 | Hooldusülevaataja pädevused |  | Competences of a maintenance supervisor | competences of a maintenance supervisor | EN 15628:2014 |  |  |  | B.1 - B.7
|  | ZC550 | Hooldustehniku spetsialisti pädevused |  | Competences of a maintenance technician specialist | competences of a maintenance technician specialist | EN 15628:2014 |  |  |  | A.1 - A.7
|  | ZC575 | Üleandmise tüüp (alustamisel) |  | Condition commencement | condition of property provided on commencement of the agreement e.g. cold shell, warm lit shell, broom clean, turn-key | IFC |  | ConditionCommencement
|  | ZC600 | Seisundi kõrvaldamise tase |  | Condition disposal level | condition that will trigger a disposal process | IFC |  | ConditionDisposalLevel |  | Very high;High;Moderate;Low;Very low
|  | ZC625 | Seisundi hooldustase |  | Condition maintenance level | condition that will trigger maintenance | IFC |  | ConditionMaintenanceLevel |  | Very high;High;Moderate;Low;Very low
|  | ZC650 | Seisundi asendustase |  | Condition replacement level | condition that will trigger a replacement process | IFC |  | ConditionReplacementLevel |  | Very high;High;Moderate;Low;Very low
|  | ZC675 | Seisundi sihteesmärk |  | Condition target performance | target condition of the asset | IFC |  | ConditionTargetPerformance |  | Very high;High;Moderate;Low;Very low
|  | ZC700 | Üleandmise tüüp (lõpetamisel) |  | Condition termination | condition of property required on termination of the agreement e.g. cold shell, warm lit shell, broom clean, turn-key | IFC |  | ConditionTermination
|  | ZC725 | Vastavus |  | Conformity | fulfilment of a requirement | EN 13306:2017
|  | ZC750 | Lepinguline töö |  | Contract work | works carried out in concordance with an agreement | CCS
|  | ZC775 | Lepingutüüp |  | Contractual type | the contractual type of the work | IFC |  | ContractualType
|  | ZC850 | Rikke kriitilisus |  | Criticality of a failure | numerical index of the severity of a failure or a fault combined with the probability or frequency of its occurrence | EN 13306:2017
| ZD |  | Omadused, mis algavad tähega "D" (veeru "G" järgi) |  | Properties that start with letter "D" | terms (property names) are based on a given reference | CCI-EE
|  | ZD250 | Degradeerumine |  | Degradation | detrimental change in physical condition, with time, use or due to external cause | EN 13306:2017
|  | ZD275 | Piiratud olek |  | Degraded state | state of reduced ability to perform as required, but with acceptable reduced performance | EN 13306:2017
|  | ZD300 | Projekteerimisest tingitud eluea korrektuur |  | Design level | adjustment of the service life resulting from the effect of design level employed | IFC |  | DesignLevel
|  | ZD400 | Juhitamatu olek |  | Disabled state | state of an item not being able to perform a required function, for any reason (outage) | EN 13306:2017
|  | ZD425 | Kõrvaldamise tase |  | Disposal level | performance level at which disposal takes place | IFC |  | DisposalLevel
|  | ZD550 | Maasolek |  | Down state | state of an item being unable to perform a required function due to preventive maintenance or a fault | EN 13306:2017
|  | ZD650 | Vastupidavus |  | Durability | ability of an item to perform a required function under given conditions of use and maintenance, until the end of useful life | EN 13306:2017
|  | ZD675 | Tolmususe protsent |  | Dust coverage percentage | percentage of adhesive film covered by dust and other loose dirt after sampling on a hard or semi-hard surface | INSTA 800;EVS 914:2020
|  | ZD700 | Tolmuindeks |  | Dust index | percentage of adhesive film covered by dust and other loose dirt after sampling the carpet | INSTA 800;EVS 914:2020
|  | ZD725 | Tolmu langemise hulk |  | Dust fall rate | increase in dust percentage over time | INSTA 800;EVS 914:2020
|  | ZD750 | Tolmususe tase |  | Dust level | dust rate level | INSTA 800;EVS 914:2020 |  |  |  | 5;4;3;2;1
|  | ZD950 | Dünaamiline hõõrdumise koefitsient |  | Dynamic friction coeficient | the ratio of the horizontal friction force to the vertical load as the slider moves continuously along a horizontal surface | INSTA 800;EVS 914:2020 |  |  |  | 5;4;3;2;1
| ZE |  | Omadused, mis algavad tähega "E" (veeru "G" järgi) |  | Properties that start with letter "E" | terms (property names) are based on a given reference | CCI-EE
|  | ZE050 | E1 (võime arendada hooldustehnikat) |  | E1 (capacity to develop maintenance engineering) | capacity to develop maintenance engineering (cost of maintenance engineers / estimated physical asset replacement value) | EN 15341:2019 | %
|  | ZE051 | E2 (hooldusinsenerivaldkonna esinemissagedus) |  | E2 (incidence of maintenance engineering) | incidence of maintenance engineering (cost of maintenance engineering / total maintenance cost) | EN 15341:2019 | %
|  | ZE052 | E3 (esemete kriitilisus) |  | E3 (criticality of items) | criticality of items (total number of crtical itmes installed / total items installed) | EN 15341:2019 | %
|  | ZE053 | E4 (ülearusus) |  | E4 (redundancy) | redundancy (existence of more than one means for performing a required function when needed in an item / total items installed) | EN 15341:2019 | %
|  | ZE054 | E5 (keskmine tõrgetevaheline aeg) |  | E5 (meantime between failures) | meantime between failures (MTBF) (total operating time / number of failures) | EN 15341:2019 | hour
|  | ZE055 | E6 (keskmine remondi aeg) |  | E6 (mean repair time) | mean repair time (MRT) (total time to repair / number of failures) | EN 15341:2019 | %
|  | ZE056 | E7 (FMECA kasutamine kriitiliste esemete puhul) |  | E7 (application on crtical item (FMECA)) | application on crtical item (FMECA) (number of crticial considred items covered by FMECA / total critical considered item) | EN 15341:2019
|  | ZE057 | E8 (tõrgete määr) |  | E8 (rate of failures) | rate of failures (annual number of failures / annual operating time) | EN 15341:2019 | number/year
|  | ZE058 | E9 (seisakuaeg korrigeeriva hoolduse tõttu) |  | E9 (down time due to corrective maintenance) | down time due to corrective maintenance (down time due to corrective maintenance / total down time due to maintenance reasons) | EN 15341:2019 | %
|  | ZE059 | E9a (parendamine) |  | E9a (improvement) | improvement (down time due to improvement work / total down time due to maintenance reasons) | EN 15341:2019 | %
|  | ZE060 | E9b (kohene korrigeeriv hooldus) |  | E9b (immediate corrective maintenace) | immediate corrective maintenace (down time due to immediate corrective maintenance / total down time due to maintenance reasons) | EN 15341:2019 | %
|  | ZE061 | E9c (edasi lükatud korrigeeriv hooldus) |  | E9c (deferred corrective maintenance) | deferred corrective maintenance (total down time due to deferred corrective maintenance / total down time due to maintenance reasons) | EN 15341:2019 | %
|  | ZE062 | E9d (graafikukohane hooldus) |  | E9d (scheduled maintenance) | scheduled maintenance (total down time due to scheduled maintenance / total down time due to maintenance reasons) | EN 15341:2019 | %
|  | ZE063 | E9e (kavandamata hooldus) |  | E9e (un-scheduled maintenance) | un-scheduled maintenance (total down time due to unscheduled maintenance / total down time due to maintenance reasons) | EN 15341:2019 | %
|  | ZE064 | E10 (seisakuaeg seisnudipõhise hoolduse tõttu) |  | E10 (down time due to condition based maintenance) | down time due to condition based maintenance (down time due to condition based maintenance / total down time due to maintenance reasons) | EN 15341:2019 | %
|  | ZE065 | E11 (seisakuaeg ettemääratud hoolduse tõttu) |  | E11 (down time due to predetermined maintenance) | down time due to predetermined maintenance (down time due to predetermined maintenance / total down time due to maintenance reasons) | EN 15341:2019 | %
|  | ZE066 | E12 (seisakuaeg ennetava hoolduse tõttu) |  | E12 (down time due to preventive maintenance) | down time due to preventive maintenance (down time due to preventive maintenance / total down time due to maintenance reasons) | EN 15341:2019 | %
|  | ZE067 | E13 (kasutatud ennustatavate tehnoloogiate arv) |  | E13 (use of predictive maintenance technologies) | use of predictive maintenance technologies (number of predictive technologies used / number of predictive technologies that can be used) | EN 15341:2019 | %
|  | ZE068 | E14 (algpõhjuste analüüsi intensiivsus) |  | E14 (intensity of RCA analysis) | intensity of RCA analysis (number of root causes analysis performed / number of failures) | EN 15341:2019 | %
|  | ZE069 | E15 (hooldusprotseduuride standardimine) |  | E15 (standardization of maintenance procedure) | standardization of maintenance procedure (maintenance procedures standardized / maintenance procedures required) | EN 15341:2019 | %
|  | ZE070 | E16 (usaldusväärsuse parendused) |  | E16 (reliability imrpovements) | reliability imrpovements (number of technical actions implemented to improve reliability / year) | EN 15341:2019 | number/year
|  | ZE071 | E17 (hooldatavuse parendused) |  | E17 (maintainability improvements) | maintainability improvements (number of technical actions implemented to improve maintainablity / year) | EN 15341:2019 | number/year
|  | ZE072 | E18 (energia konserveerimise parendamiseks teostatud hooldus) |  | E18 (maintenance actions to improve energy conservation) | maintenance actions to improve energy conservation (number of maintenance actions implemented to improve energy conservation / year) | EN 15341:2019 | number/year
|  | ZE073 | E19 (parendused) |  | E19 (improvements) | improvements (number of actions for improvements / year) | EN 15341:2019 | number/year
|  | ZE800 | Välistamised |  | Exclusions | items, conditions or actions that may be excluded from the warranty or that may cause the warranty to become void | IFC |  | Exclusions
|  | ZE825 | Vajaduse korral on esemel vajaliku funktsiooni täitmiseks olemas enam kui üks võimalus |  | Existence of more than one means for performing a required function when needed in an item | existence of more than one means for performing a required function when needed in an item | EN 15341:2019
|  | ZE850 | Eeldatav usaldusväärsus |  | Expected reliability | reliability of an item determined by design and manufacture under expected conditions of operation and maintenance | EN 13306:2017
|  | ZE875 | Väliselt juhitamatu olek |  | External disabled state | subset of the disabled state when the item is in an up state, but lacks required external resources or is disabled due to planned actions other than maintenance | EN 13306:2017
|  | ZE900 | Välised ressursid |  | External resources | resources, other than maintenance, used by the item to perform the required function | EN 13306:2017
| ZF |  | Omadused, mis algavad tähega "F" (veeru "G" järgi) |  | Properties that start with letter "F" | terms (property names) are based on a given reference | CCI-EE
|  | ZF100 | Rike |  | Failure | loss of the ability of an item to perform a required function | EN 13306:2017
|  | ZF125 | Rikkeanalüüs |  | Failure analysis | logical and systematic examination of item failure modes and causes before or after a failure to identify the consequences of failure as well as the probability of its occurrence | EN 13306:2017
|  | ZF150 | Rikke põhjus |  | Failure cause | circumstances during specification, design, manufacture, installation, use or maintenance that result in failure | EN 13306:2017
|  | ZF175 | Rikkekriteerium |  | Failure criteria | pre-defined conditions to be accepted as conclusive evidence of failure | EN 13306:2017
|  | ZF200 | Rikkemehhanism |  | Failure mechanism | physical, chemical or other processes which may lead or have led to failure | EN 13306:2017
|  | ZF225 | Rikkerežiim |  | Failure mode | manner in which the inability of an item to perform a required function occurs | EN 13306:2017
|  | ZF250 | Segisti töömehhanismi kirjeldus |  | Faucet top description | description of the operating mechanism/top of the faucet | IFC |  | FaucetTopDescription
|  | ZF275 | Vea prioriteet |  | Fault priority type | identifies the predefined types of priority that can be assigned from which the type may be set | IFC |  | FaultPriorityType |  | High;Medium;Low;Other;Not known;Unset
|  | ZF300 | Rikke olek |  | Fault state | state of an item characterized by inability to perform a required function, excluding the inability during preventive maintenance or other planned actions, or due to lack of external resources | EN 13306:2017
| ZH |  | Omadused, mis algavad tähega "H" (veeru "G" järgi) |  | Properties that start with letter "H" | terms (property names) are based on a given reference | CCI-EE
|  | ZH100 | Ohtlik olek |  | Hazardous state | state of an item assessed as likely to result an injury to persons, significant material damage or other unacceptable consequences | EN 13306:2017
|  | ZH300 | Varjatud rike |  | Hidden failure | failure which is not detected during normal operation | EN 13306:2017
| ZJ |  | Omadused, mis algavad tähega "I"/"J" (veeru "G" järgi) |  | Properties that start with letter "I"/"J" | terms (property names) are based on a given reference | CCI-EE
|  | ZJ101 | ICT1 (installeeritud tarkvara funktsionaalsus) |  | ICT1 (functionalities of software installed) | functionalities of software installed | EN 15341:2019 |  |  |  | High;Medium:Sufficient:Insufficient;Poor
|  | ZJ102 | ICT2 (hooldusega seotud tarkvara integreerimine organisatsiooni IKT süsteemi) |  | ICT2 (integration of maintenance related software in organization's ICT system) | integration of maintenance related software in organization's ICT system; maintenance as users and ICT experts as providers shall set reference points and then evaluate the effective positions and progress | EN 15341:2019 |  |  |  | High;Medium:Sufficient:Insufficient;Poor
|  | ZJ103 | ICT3 (IKT kasutamise intensiivsus) |  | ICT3 (ICT intensity of utilization) | ICT intensity of utilization (number of ICT access or machines, lines, etc. / number of personnel working on maintenance) | EN 15341:2019 | %
|  | ZJ104 | ICT4 (piloodikabiini kasutamine hoolduses) |  | ICT4 (maintenance cockpit utilization) | maintenance cockpit utilization; cockpit is a mix of significant KPIs to keep the activities under control on line | EN 15341:2019 |  |  |  | High;Medium:Sufficient:Insufficient;Poor
|  | ZJ105 | ICT5 (IKT võimekus arvutada eluea kogukulusid) |  | ICT5 (capability of ICT to calculate total life cycle cost) | capability of ICT to calculate total life cycle cost | EN 15341:2019 |  |  |  | High;Medium:Sufficient:Insufficient;Poor
|  | ZJ106 | ICT6 (hooldustarkvara kasutatavus) |  | ICT6 (usability of maintenance software) | usability of maintenance software | EN 15341:2019 |  |  |  | High;Medium:Sufficient:Insufficient;Poor
|  | ZJ107 | ICT7 (varuosade ja materjalide liidese kasutatavus) |  | ICT7 (utilization of application for spare parts and materials) | utilization of application for spare parts and materials | EN 15341:2019 |  |  |  | High;Medium:Sufficient:Insufficient;Poor
|  | ZJ108 | ICT8 (eelarvestamise ja kulukontrolli liidese kasutatavus) |  | ICT8 (utilization of application for budgeting and costs control) | utilization of application for budgeting and costs control | EN 15341:2019 |  |  |  | High;Medium:Sufficient:Insufficient;Poor
|  | ZJ109 | ICT9 (integreeritus terviseohutuse keskkonna protseduuridega) |  | ICT9 (integration with HSE procedures) | integration with HSE procedures | EN 15341:2019 |  |  |  | High;Medium:Sufficient:Insufficient;Poor
|  | ZJ110 | ICT10 (liidese kasutamine online-ostmiseks ladustamisega) |  | ICT10 (utilization of application for purchasing online with warehouse) | utilization of application for purchasing online with warehouse | EN 15341:2019 |  |  |  | High;Medium:Sufficient:Insufficient;Poor
|  | ZJ111 | ICT11 (suurandmete kogumise liidese kasutamine) |  | ICT11 (utilization of application to collect big data) | utilization of application to collect big data | EN 15341:2019 |  |  |  | High;Medium:Sufficient:Insufficient;Poor
|  | ZJ112 | ICT12 (ülesannete plaanimise liidese kasutamine) |  | ICT12 (utilization of application for tasks planning) | utilization of application for tasks planning | EN 15341:2019 |  |  |  | High;Medium:Sufficient:Insufficient;Poor
|  | ZJ113 | ICT13 (ülesannete kontrollimise liidese kasutamine) |  | ICT13 (utilization of application for tasks control) | utilization of application for tasks control | EN 15341:2019 |  |  |  | High;Medium:Sufficient:Insufficient;Poor
|  | ZJ114 | ICT14 (ennetava hoolduse liidese kasutamine) |  | ICT14 (utilization of application for preventive maintenance) | utilization of application for preventive maintenance | EN 15341:2019 |  |  |  | High;Medium:Sufficient:Insufficient;Poor
|  | ZJ115 | ICT15 (prognoositava hoolduse liidese kasutamine) |  | ICT15 (utilization of application for prognostic maintenance) | utilization of application for prognostic maintenance | EN 15341:2019 |  |  |  | High;Medium:Sufficient:Insufficient;Poor
|  | ZJ116 | ICT16 (mobiilsete liideste kasutamine) |  | ICT16 (utilization of mobile applications) | utilization of mobile applications | EN 15341:2019 |  |  |  | High;Medium:Sufficient:Insufficient;Poor
|  | ZJ117 | ICT17 (hooldustehnika liideste kasutamine) |  | ICT17 (utilization of maintenance engineering applications) | utilization of maintenance engineering applications | EN 15341:2019 |  |  |  | High;Medium:Sufficient:Insufficient;Poor
|  | ZJ118 | ICT18 (tingimuspõhine online jälgimise kasutamine) |  | ICT18 (utilization of condition based monitoring online) | utilization of condition based monitoring online | EN 15341:2019 |  |  |  | High;Medium:Sufficient:Insufficient;Poor
|  | ZJ119 | ICT19 (TAG-RFID kasutamine) |  | ICT19 (utilization of TAG-RFID) | utilization of TAG-RFID; radio frequency identification | EN 15341:2019 |  |  |  | High;Medium:Sufficient:Insufficient;Poor
|  | ZJ120 | ICT20 (3D digitaalse trükkimise süsteem varuosade hankimiseks) |  | ICT20 (3D digital printing system to supply spare parts) | 3D digital printing system to supply spare parts | EN 15341:2019 |  |  |  | High;Medium:Sufficient:Insufficient;Poor
|  | ZJ200 | Jõudeolek |  | Idle state | state of an itme which is in an up state and non-operating during non-required time | EN 13306:2017
|  | ZJ250 | Mittetäitmise kommentaarid |  | If not accomplished | comments if the job is not accomplished | IFC |  | IfNotAccomplished
|  | ZJ300 | Kasutustingimustest sõltuv eluea korrektuur |  | In use conditions | adjustment of the service life resulting from the effect of the conditions in which components are operating | IFC |  | InUseConditions
|  | ZJ320 | Sisekeskkonnast sõltuv eluea korrektuur |  | Indoor environment | adjustment of the service life resulting from the effect of the indoor environment (where appropriate) | IFC |  | IndoorEnvironment
|  | ZJ340 | Kontrollala |  | Inspection unit | cleaning group number based on room area (if less than 100 m2) | INSTA 800;EVS 914:2020 |  |  |  | 15m2;35m2;60m2;100m2;Other
|  | ZJ360 | Kohene saadavus |  | Instantaneous availability | probability that an itme is in a state to perform as required at a given instant, under given conditions, assuming that necessary external resources are provided | EN 13306:2017
|  | ZJ380 | Omane hooldatavus |  | Intrinsic maintainability | maintability of an item determined by the design under expected conditions of maintenance and logistic support | EN 13306:2017
|  | ZJ400 | Omane usaldusväärsus |  | Intrinsic reliability | reliability of an item determined by design and manufacture under expected conditions of operation assuming that no preventive maintenance task is carried out, excepting routine maintenance (also inherent reliability) | EN 13306:2017
|  | ZJ450 | Register |  | Item register | record of individually identifed items | EN 13306:2017
| ZL |  | Omadused, mis algavad tähega "L" (veeru "G" järgi) |  | Properties that start with letter "L" | terms (property names) are based on a given reference | CCI-EE
|  | ZL100 | Viimane hindamisakt |  | Last assessment report | reference to latest condition (state of health) report | IFC |  | LastAssessmentReport
|  | ZL150 | Peidetud rike |  | Latent fault | existing fault that has not become apparent (hidden fault) | EN 13306:2017
|  | ZL350 | Elukaar |  | Life cycle | series of stages through which an item goes, from its conception to disposal | EN 13306:2017
|  | ZL375 | Korrashoiuliin |  | Line of maintenance | position in an organization where specified levels of maintenance are to be carried out on an item | EN 13306:2017
|  | ZL475 | Asukohast sõltuv prioriteet |  | Location priority type | identifies the predefined types of priority that can be assigned from which the type may be set | IFC |  | LocationPriorityType |  | High;Medium;Low;Other;Not known;Unset
| ZM |  | Omadused, mis algavad tähega "M" (veeru "G" järgi) |  | Properties that start with letter "M" | terms (property names) are based on a given reference | CCI-EE
|  | ZM051 | M1 (hooldusfunktsiooni küpsus) |  | M1 (maturity of maintenance function) | maturity of maintenance function | EN 15341:2019 |  |  |  | High;Medium;Sufficient;Insufficient;Poor
|  | ZM052 | M2 (hooldusstrateegia integreerimine tootmise strateegilistesse plaanidesse) |  | M2 (integration of maintenance strategy in strategic industrial plan) | integration of maintenance strategy in strategic industrial plan | EN 15341:2019 |  |  |  | High;Medium;Sufficient;Insufficient;Poor
|  | ZM053 | M3 (hooldusstrateegia kasutusele võtmine) |  | M3 (maintenance strategy implementation, quantitative accomplishment) | maintenance strategy implementation, quantitative accomplishment | EN 15341:2019 | %
|  | ZM054 | M4 (võrdlusuuringute sagedus) |  | M4 (benchmarking frequency ) | benchmarking frequency | EN 15341:2019 |  |  |  | 6month;1year;3years
|  | ZM055 | M5 (juhtimisauditite sagedus) |  | M5 (frequency of management audits) | frequency of management audits | EN 15341:2019
|  | ZM056 | M6 (tehniliste hinnangute sagedus) |  | M6 (frequency of technical assessments) | frequency of technical assessments | EN 15341:2019
|  | ZM057 | M7 (hooldusfunktsiooni koht ettevõtte struktuuris) |  | M7 (position of maintenance function in the company structure) | position of maintenance function in the company structure | EN 15341:2019 |  |  |  | Level 1;Level 2;Level 3;Level 4
|  | ZM058 | M8 (hoolduse osalus investeerimisprojektides) |  | M8 (maintenance involvement on investment projects) | maintenance involvement on investment projects | EN 15341:2019 |  |  |  | Leading role;Permanent team member;Temporary team member;Consultative role;No role
|  | ZM059 | M9 (allhanke osatähtsus) |  | M9 (outsourcing degree) | outsourcing degree (total man-hours outsourced / total man-hours worked) | EN 15341:2019 | %
|  | ZM060 | M10 (valmisolek kasutamiseks aja alusel) |  | M10 (time based availability) | time based availability (achieved up-time during required time / required time) | EN 15341:2019 | %
|  | ZM061 | M11 (valmisolek kasutamiseks toimeaja alusel) |  | M11 (availability based on operating time) | availability based on operating time (operating time / required operating time) | EN 15341:2019 | %
|  | ZM062 | M12 (valmisolek kasutamiseks taastamisaja alusel) |  | M12 (availability based on time to restoration) | availability based on time to restoration (operating time / operating time + time to restoration) | EN 15341:2019
|  | ZM063 | M13 (valmisolek kasutamiseks toodangu alusel) |  | M13 (production based availability) | production based availability (actual production / required production, or any other reference level, over a specified period of time) | EN 15341:2019
|  | ZM064 | M14 (kumulatiivne amortiseerimise määr) |  | M14 (cumulative depreciation rate) | cumulative depreciation rate (cumulative depreciated value / total value to be depreciated) | EN 15341:2019 | %
|  | ZM065 | M15 (hooldusseisakute sagedus) |  | M15 (frequency of maintenance shutdown) | frequency of maintenance shutdown (number of shutdowns / year) | EN 15341:2019 | number/year
|  | ZM066 | M16 (tootmise standardvõimsuse muutus) |  | M16 (variation of production standard capacity) | variation of production standard capacity (annual standard production capacity / previous year's standard capacity) | EN 15341:2019 | %
|  | ZM067 | M17 (hoolduse kogukulude mõju tehnilise võimsuse määrale) |  | M17 (contribution of total maintenance cost on technical capacity rate) | contribution of total maintenance cost on technical capacity rate (total maintenance cost / technical capacity) | EN 15341:2019 | €/unit output
|  | ZM068 | M18 (aastane uuenduste tase) |  | M18 (annual renewal rate) | annual renewal rate (annual investment to replace physical asset / total asset replacement value) | EN 15341:2019 | %
|  | ZM069 | M19 (tulemuste tase) |  | M19 (rate of results) | rate of results (achieved objectives / assigned objectives) | EN 15341:2019 | %
|  | ZM070 | M20 (pideva parendamise osatähtsus hoolduses) |  | M20 (contribution of continuous improvement in maintenance) | contribution of continuous improvement in maintenance (effective man-hours spent in improvements activities / total effective worked maintenance man-hours) | EN 15341:2019 | %
|  | ZM071 | M21 (pideva parendamise tegevuste arv) |  | M21 (number of continuous improvement activities) | number of continuous improvement activities (number of improvements performed / year) | EN 15341:2019 | number/year
|  | ZM072 | M22 (aastane tulu pidevast parendamisest) |  | M22 (annual return on continuous improvements) | annual return on continuous improvements (cost savings / costs of improvements) | EN 15341:2019 | %
|  | ZM100 | Hooldatavus |  | Maintainability | ability of an item under given conditions of use, to be retained in, or restored to, a state in which it can perform a required function, when maintenance is performed under given conditions and using stated procedures and resources | EN 13306:2017
|  | ZM120 | Korrashoiu tegevus |  | Maintenance activity | maintenance activity type | EN 13306:2017 |  |  |  | Inspection;Condition monitoring;Compliance test;Function check-out;Routine maintenance;Overhaul;Fault diagnosis;Fault localization;Restoration;Repair;Temporary repair;Rebuilding;Exceptional maintenance;Maintenance task preparation;Maintenance schedule
|  | ZM140 | Hooldusseisaku proportsioon |  | Maintenance downtime | maintenance downtime proportion | IFC |  | MaintenanceDowntime
|  | ZM160 | Hoolduse tase |  | Maintenance level | maintenance task categorizatyion by complexity; Level 1 (characterized by simple actions carried out with minimal training); Level 2 (characterized by basic actions which have to be carried out by qualified personnel using detailed procedures; Level 3 (characterized by complex actions carried out by qualified technical personnel using detailed procedures; Level 4 (characterized by actions which imply the know-how of a technique or a technology and carried out by specialized technical personnel); Level 5 (characterized by actions which imply a knowlesge held by the manufacturer or a specialized company with industrial logistic support equipment) | EN 13306:2017 |  | MaintenanceLevel |  | Level 1;Level 2;Level 3;Level 4;Level 5
|  | ZM180 | Korrashoiu allhange |  | Maintenance outsourcing | contracting out of all or part of the maintenance activities of an organization for a state period of time | EN 13306:2017
|  | ZM200 | Hooldustöötajaid vahetuses |  | Maintenance people on shift | maintenance people working permanently on shift | EN 15341:2019
|  | ZM220 | Nõutavad hooldusprotseduurid |  | Maintenance procedures required | maintenance procedures required | EN 15341:2019
|  | ZM240 | Standardsed hooldusprotseduurid |  | Maintenance procedures standardized | maintenance procedures standardized | EN 15341:2019
|  | ZM260 | Hooldusregister |  | Maintenance record | part of maintenance documentation which contains the history of all maintenance related data for an item | EN 13306:2017
|  | ZM280 | Korrashoiu tugi |  | Maintenance support | provision of resources, services and management necessary to carry out maintenance | EN 13306:2017
|  | ZM300 | Korrashoiu tegevuse tüüp |  | Maintenance type | identifies the predefined types of maintenance that can be done from which the type that generates the maintenance work order may be set; IFC types:(Condition based;Corrective;Planned corrective;Scheduled;Other;Not known;Unset) | EN 13306:2017 |  | MaintenaceType |  | Preventive maintenance;Predetermined maintenance:Condition-based maintenance;Predictive maintenance;Active maintenance;Dependability improvement;Modification;Modernization;Corrective maintenance;Deferred corrective maintenance;Immediate corrective maintenance;Schedule maintenance;Opportunistic maintenance;Remote maintenance;On line maintenance;On-site maintenance;Operator maintenance
|  | ZM400 | Keskmine rikete määr |  | Mean failure rate | number of failures of an item in a given time interval divided by the time interval | EN 13306:2017
|  | ZM450 | Väärkasutusest tingitud rike |  | Misuse failure | failure due to the application of stresses which are beyond the design specifications during use and which exceed the stated capabilities of the item | EN 13306:2017
|  | ZM500 | Monitoorimise tüüp |  | Monitoring type | monitoring strategy chosen for the asset | IFC |  | MonitoringType |  | IoT;Sensors;PPM;Inspection;Feedback
| ZN |  | Omadused, mis algavad tähega "N" (veeru "G" järgi) |  | Properties that start with letter "N" | terms (property names) are based on a given reference | CCI-EE
|  | ZN350 | Parenduste arv |  | Number of actions for improvements | combination of all technical, administrative and managerial actions, intended to ameliorate the intrinsic reliability and/or maintainability and/or safety of an item, without changing the original function | EN 15341:2019
|  | ZN370 | Aastane kaebuste arv |  | Number of annual complaints | number of complaints include quality conformity and delivered quantity versus the ordered | EN 15341:2019
|  | ZN390 | Sertifitseeritud teenuste arv |  | Number of certified services | certified services performed | EN 15341:2019
|  | ZN410 | FMECA-ga kaetud kriitiliseks peetavate esemete arv |  | Number of critical considered items covered by FMECA | number of critical considered items covered by FMECA | EN 15341:2019
|  | ZN430 | Tõrgete arv |  | Number of failures | number of failures | EN 15341:2019
|  | ZN450 | IKT juurdepääsude või ühendatud arvutite, liinide jne arv |  | Number of ICT access or machines, lines, etc. connected | number of ICT access or machines, lines, etc. connected | EN 15341:2019
|  | ZN470 | Tehtud parenduste arv |  | Number of improvements performed | number of improvements performed | EN 15341:2019
|  | ZN490 | Kaudse hoolduspersonali arv |  | Number of indirect maintenance personnel | indirect personnel are managers, staff and clerk, maintenance engineering, planning and scheduling, tools store personnel, warehouse and store workers | EN 15341:2019
|  | ZN510 | Sisemise hoolduspersonali arv |  | Number of internal maintenance personnel | total number of people reported in the payroll of maintenance function of the site | EN 15341:2019
|  | ZN530 | Hooldustöölistele kohe üle antud esemete arv |  | Number of items immediately delivered to maintenance people | number of items immediately delivered to maintenance people | EN 15341:2019
|  | ZN550 | Energia konserveerimise parendamiseks läbiviidud tehniliste tegevuste arv |  | Number of maintenance actions implemented to improve energy conservation | number of maintenance actions implemented to improve energy conservation | EN 15341:2019
|  | ZN570 | Head hooldustava järgides teostatud hooldustööde arv |  | Number of maintenance works covered by G.M.P. | the G.M.P. of a single work technical standard specification recognized as "best standard practice" to perform the internal maintenance work with the best quality, efficiency and service level | EN 15341:2019
|  | ZN590 | Hoolduses töötava personali arv |  | Number of personnel working on maintenance | number of personnel working on maintenance | EN 15341:2019
|  | ZN610 | Kasutada olevate ennustatavate tehnoloogiate arv |  | Number of predictive technologies that can be used | number of predictive technologies that can be used | EN 15341:2019
|  | ZN630 | Kasutatud ennustatavate tehnoloogiate arv |  | Number of predictive technologies used | number of predictive technologies used | EN 15341:2019
|  | ZN650 | Kvalifitseeritud töötajate arv |  | Number of professionals qualified | number of professionals qualified | EN 15341:2019
|  | ZN670 | Sertifitseeritud professionaalide arv |  | Number of professionals certified | number of professionals certified | EN 15341:2019
|  | ZN690 | Kvaliteedikaebuste arv |  | Number of quality complaints | number of quality complaints | EN 15341:2019
|  | ZN710 | Läbiviidud algpõhjuste analüüside arv |  | Number of root causes analysis performed | number of root causes analysis performed | EN 15341:2019
|  | ZN730 | Seisakute arv |  | Number of shutdowns | number of shutdowns | EN 15341:2019
|  | ZN750 | Tähtajaks tagatud varuosade arv |  | Number of spare parts delivered at committed date | number of spare parts delivered at committed date | EN 15341:2019
|  | ZN770 | Aasta jooksul hangitud varuosade arv |  | Number of spare parts yearly supplied | number of spare parts yearly supplied | EN 15341:2019
|  | ZN790 | Hooldatavuse parendamiseks läbiviidud tehnilised tegevused |  | Number of technical actions implemented to improve maintainability | number of technical actions implemented to improve maintainability | EN 15341:2019
|  | ZN810 | Usaldusväärsuse parendamiseks läbiviidud tehnilised tegevused |  | Number of technical actions implemented to improve reliability | Number of technical actions implemented to improve reliability | EN 15341:2019
|  | ZN830 | Ümbertehtud töökäskude arv |  | Number of work orders reworked | due to the mainteanance activities done not in line with expectations: work not complete; defects or tests not approved | EN 15341:2019
| ZP |  | Omadused, mis algavad tähega "O"/"P" (veeru "G" järgi) |  | Properties that start with letter "O"/"P" | terms (property names) are based on a given reference | CCI-EE
|  | ZP050 | Iganenud |  | Obsolescence | for maintenance purposes, inability of an itme to be maintained due to the unavailability on the market of the necessary resources at acceptable technical and/or economic conditions | EN 13306:2017
|  | ZP300 | Töötingimused |  | Operating conditions | physical loads and environmental conditions experienced by the item during a given period | EN 13306:2017
|  | ZP310 | Tööpiirangud |  | Operating constraints | characteristics of the item, which set limits for the use of the item and may determine requirements for maintenance activities | EN 13306:2017
|  | ZP320 | Opereeriv olek |  | Operating state | state when an item is performing as required | EN 13306:2017
|  | ZP330 | Töörežiim |  | Operational mode | configuration in which an item is operated and utilized during a given period characterized by units of use (hours, loads, number of starts/stops, number of transients, etc.)(operating profile) | EN 13306:2017
|  | ZP340 | Töökindlus |  | Operational reliability | actual reliability of an item considering operating modes, operating conditions and possible preventive maintenance actions carried out | EN 13306:2017
|  | ZP350 | Tingimused |  | Options | the statement of the options available in the agreement | IFC |  | Options
|  | ZP401 | OS1 (hoolduspersonal võrreldes objekti personaliga) |  | OS1 (maintenance personnel vs site personnel) | maintenance personnel vs site personnel (number of internal maintenance personnel / total site personnel) | EN 15341:2019 | %
|  | ZP402 | OS2 (kaudne personal võrreldes otsesega) |  | OS2 (rate of indirect vs direct personnel) | rate of indirect vs direct personnel (number of indirect maintenance personnel / total maintenance personnel) | EN 15341:2019 | %
|  | ZP403 | OS3 (tootmistöötajate osatähtsus hoolduses) |  | OS3 (maintenance contribution by manufacturing operators) | maintenance contribution by manufacturing operators (maintenance man-hours performed by manufacturing operators / total direct maintenance man-hours) | EN 15341:2019 | %
|  | ZP404 | OS4 (töötajate läbiviidud hooldustegevused) |  | OS4 (maintenance activity carried out by operators) | maintenance activity carried out by operators (maintenance activity performed by operators / total maintenance activity to be done) | EN 15341:2019 | %
|  | ZP405 | OS5 (hooldustöötjaid vahetuses) |  | OS5 (maintenance people on shifts) | maintenance people on shifts (maintenance people on shift / total maintenance personnel) | EN 15341:2019 | %
|  | ZP406 | OS6 (mehaanikute osatähtsus) |  | OS6 (ratio of mechanical personnel) | ratio of mechanical personnel (internal mechanical man-hours / total internal maintenance man-hours) | EN 15341:2019 | %
|  | ZP407 | OS7 (elektriliste instrumentide automatiseerimine) |  | OS7 (electrical-instrument-automation) | electrical-instrument-automation (internal electrical-instrument-automation man hours / total internal maintenance man-hours) | EN 15341:2019 | %
|  | ZP408 | OS8 (välise hoolduse tööde intensiivsus) |  | OS8 (intensity of works by external maintenance) | intensity of works by external maintenance (man-hours of external maintenance works / internal + external maintenance man-hours) | EN 15341:2019 | %
|  | ZP409 | OS9 (korrigeeriva hoolduse osatähtsus) |  | OS9 (proportion of corrective maintenance) | proportion of corrective maintenance (corrective maintenance man-hours / total maintenance mah-horus) | EN 15341:2019 | %
|  | ZP410 | OS10 (kohese korrigeeriva hoolduse osatähtsus) |  | OS10 (proportion of immediate corrective maintenance) | proportion of immediate corrective maintenance (total immediate corrective man-hours / total maintenance man-hours) | EN 15341:2019 | %
|  | ZP411 | OS11 (ennetava hoolduse osatähtsus) |  | OS11 (proportion of preventive maintenance) | proportion of preventive maintenance (preventive maintenance man-horus / total maintenance man-hours) | EN 15341:2019 | %
|  | ZP412 | OS12 (ennustatava hoolduse osatähtsus) |  | OS12 (proportion of predictive maintenance) | proportion of predictive maintenance (predictive maintenance man-hours / total maintenance man-hours) | EN 15341:2019 | %
|  | ZP413 | OS13 (seisundipõhise hoolduse osatähtsus) |  | OS13 (proportion of condition based maintenance) | proportion of condition based maintenance (on condition based maintenance man-hours / total maintenance man-hours) | EN 15341:2019 | %
|  | ZP414 | OS14 (ettemääratud hoolduse osatähtsus) |  | OS14 (proportion of predetermined maintenance) | proportion of predetermined maintenance (predetermined man-hours / total maintenance man-hours) | EN 15341:2019 | %
|  | ZP415 | OS15 (parenduste osatähtsus) |  | OS15 (proportion of improvements) | proportion of improvements (man-hours spent on improvements / total maintenance man-hours) | EN 15341:2019 | %
|  | ZP416 | OS16 (keskmine ajakulu taastamisele) |  | OS16 (mean time to restoration (MTTR)) | mean time to restoration (MTTR) (total time to restoration / number of failures) | EN 15341:2019 | hour
|  | ZP417 | OS17 (keskmine ajakulu remondile) |  | OS17 (mean repair time (MRT)) | mean repair time (MRT) (total repair time / number of failures) | EN 15341:2019 | %
|  | ZP418 | OS18 (hilinemiste ajakulu osatähtsus) |  | OS18 (proportion of total delay time) | proportion of total delay time (total delay time / total time to restoration) | EN 15341:2019 | %
|  | ZP419 | OS19 (remondi ajakulu osatähtsus taastamise kogu ajakulus) |  | OS19 (proportion of repair time on total time to restoration) | proportion of repair time on total time to restoration (total repair time / total time to restoration) | EN 15341:2019 | %
|  | ZP420 | OS20 (nädalate arv kui töökoormust tuli täita) |  | OS20 (number of weeks of workload to be performed) | number of weeks of workload to be performed (total man-hours of works approved to be done / weekly available man-hours budgeted) | EN 15341:2019
|  | ZP421 | OS21 (plaanimise tase) |  | OS21 (level of planning) | level of planning (planned maintenance man-hours / total available maintenance man-hours) | EN 15341:2019 | %
|  | ZP422 | OS22 (ajakavas toodud inimtundide osatähtsus) |  | OS22 (proportion of scheduled available man hours) | proportion of scheduled available man hours (scheduled maintenance man-hours / total maintenance man-hours available) | EN 15341:2019 | %
|  | ZP423 | OS22a (kavandatud ja ajakavas toodud inimtundide osatähtsus) |  | OS22a (proportion of planned and scheduled man-hours) | proportion of planned and scheduled man-hours (planned and scheduled man-hours / total maintenance man-hours available) | EN 15341:2019 | %
|  | ZP424 | OS23 (tööd, mida on tesotatud head hooldustava järgides) |  | OS23 (works covered by good maintenance practices) | works covered by good maintenance practices (number of maintenance works covered by G.M.P. / total maintenance works required G.M.P) | EN 15341:2019 | %
|  | ZP425 | OS24 (hooldustööde efektiivsus) |  | OS24 (effectiveness of maintenance work) | effectiveness of maintenance work (actual man-hours spent to do the work / planned man-hours assigned to do the work) | EN 15341:2019 | %
|  | ZP426 | OS25 (üleajatöö) |  | OS25 (overtime) | overtime (over time of internal personnel / total internal man-hours worked) | EN 15341:2019 | %
|  | ZP427 | OS26 (välise hoolduse efektiivsus) |  | OS26 (external maintenance effectiveness) | external maintenance effectiveness (actual man-hours spent by external maintenance / assigned man-hours to the external maintenance) | EN 15341:2019 | %
|  | ZP428 | OS27 (väljalülitamistööde efektiivsus) |  | OS27 (effectiveness of shutdown works) | effectiveness of shutdown works (man-hours spent for works during shutdown / man-hours planned to be spent for the works) | EN 15341:2019 | %
|  | ZP429 | OS28 (töökäskude efektiivsus) |  | OS28 (work orders effectiveness) | work orders effectiveness (works orders effectively delivered on time / total required work orders to be delivered) | EN 15341:2019 | %
|  | ZP430 | OS29 (kaebused kvaliteedi kohta) |  | OS29 (quality complaints) | quality complaints (number of quality complaints / total number of works orders performed) | EN 15341:2019 | %
|  | ZP431 | OS30 (ümbertegemine) |  | OS30 (rework) | rework (number of work orders reworked / total number of work orders performed) | EN 15341:2019 | %
|  | ZP475 | Väliskeskkonna mõju |  | Outdoor environment | adjustment of the service life resulting from the effect of the outdoor environment (where appropriate) | IFC |  | OutdoorEnvironment
|  | ZP601 | P1 (hooldusjuhtide pädevus) |  | P1 (competence of maintenance managers) | competence of maintenance managers (achieved/required) | EN 15341:2019 | %
|  | ZP602 | P2 (hooldusjuhtide teadmised) |  | P2 (knowledge of maintenance managers) | knowledge of maintenance managers (achieved/required) | EN 15341:2019 | %
|  | ZP603 | P3 (hooldusjuhtide oskused |  | P3 (skill of maintenance managers) | skill of maintenance managers (achieved/required) | EN 15341:2019 | %
|  | ZP604 | P4 (hooldusinseneride pädevus) |  | P4 (competence of maintenance engineers) | competence of maintenance engineers (achieved/required) | EN 15341:2019 | %
|  | ZP605 | P5 (hooldusinseneride pädevus) |  | P5 (knowledge of maintenance engineers) | knowledge of maintenance engineers (achieved/required) | EN 15341:2019 | %
|  | ZP606 | P6 (hooldusinseneride oskused) |  | P6 (skill of maintenance engineers) | skill of maintenance engineers (achieved/required) | EN 15341:2019 | %
|  | ZP607 | P7 (tööde järelevalve pädevus) |  | P7 (competence of works supervisors) | competence of works supervisors (achieved/required) | EN 15341:2019 | %
|  | ZP608 | P8 (tööde järelevalve teadmised) |  | P8 (knowledge of works supervisors) | knowledge of works supervisors (achieved/required) | EN 15341:2019 | %
|  | ZP609 | P9 (tööde järelevalve oskused) |  | P9 (skills of works supervisors) | skills of works supervisors (achieved/required) | EN 15341:2019 | %
|  | ZP610 | P10 (tehniliste spetsialistide pädevus) |  | P10 (competence of technical specialists) | competence of technical specialists (achieved/required) | EN 15341:2019 | %
|  | ZP611 | P11 (tehniliste spetsialistide teadmised) |  | P11 (knowledge of technical specialists) | knowledge of technical specialists (achieved/required) | EN 15341:2019 | %
|  | ZP612 | P12 (tehniliste spetsialistide oskused) |  | P12 (skills of technical specialists) | skills of technical specialists (achieved/required) | EN 15341:2019 | %
|  | ZP613 | P13 (hoolduse kvalifikatsioonid) |  | P13 (maintenance qualifications) | maintenance qualifications (number of professionals qualified / total number of people direct and indirect) | EN 15341:2019 | %
|  | ZP614 | P14 (sertifitseerimine) |  | P14 (certifcation) | certifcation (number of professionals certified / total number of people direct and indirect) | EN 15341:2019 | %
|  | ZP615 | P15 (juhtide koolitus ja haridus) |  | P15 (training and education of managers) | training and education of managers (annual man-hours of training and education / total man-hours) | EN 15341:2019 | %
|  | ZP616 | P16 (hooldusinseneride koolitus ja haridus) |  | P16 (training and education of maintenance engineers) | training and education of maintenance engineers (annual man-hours of training and education / total man-hours) | EN 15341:2019 | %
|  | ZP617 | P17 (tööde järelevalve koolitus ja haridus) |  | P17 (training and education of works supervisors) | training and education of works supervisors (annual man-hours of training and education / total man-hours) | EN 15341:2019 | %
|  | ZP618 | P18 (tehniliste spetsialistide koolitus ja haridus) |  | P18 (training and education of technical specialists) | training and education of technical specialists (annual man-hours of training and education / total man-hours) | EN 15341:2019 | %
|  | ZP619 | P19 (koolituse ja hariduse inimtundide osatähtsus) |  | P19 (proportion of training and education man hours) | proportion of training and education man hours (total man-hours of training and education / total man-hours) | EN 15341:2019 | %
|  | ZP620 | P20 (välise hoolduse kvalifikatsiooni tase) |  | P20 (qualification degree of external maintenance) | qualification degree of external maintenance (annual man-hours worked by qualified external maintenance personnel / total annual man-hours worked by external maintenance personnel) | EN 15341:2019 | %
|  | ZP621 | P21 (koolitatud töötajate osatähtsus) |  | P21 (proportion of trained people) | proportion of trained people (total number of people trained / total number of people) | EN 15341:2019 | %
|  | ZP675 | Osaline rike |  | Partial fault | fault characterized by the fact that an item can only perform some but not all of the required functions | EN 13306:2017
|  | ZP725 | PHA1 (hoolduse osatähtsus jätkusuutlikkuse parendamisel) |  | PHA1 (maintenance contribution to improve sustainability) | maintenance contribution to improve sustainability (annual maintenance cost to improve sustainability / physical assets turnover) | EN 15341:2019 | %
|  | ZP726 | PHA2 (strateegilise eluea plaanis sisaldavad hooldusprobleemid /-projektid) |  | PHA2 (maintenance issues-projects included in the strategic life plan) | maintenance issues-projects included in the strategic life plan (maintenance issues/projects included in the strategic life plan / maintenance issues-projects proposed) | EN 15341:2019 | %
|  | ZP727 | PHA3 (kapitali intensiivsus vajaliku käibe tagamiseks) |  | PHA3 (caiptal intensity required to generate turnover) | caiptal intensity required to generate turnover (physical asset turnover / physical asset replacement value) | EN 15341:2019
|  | ZP728 | PHA4 (tootmisvõimsuse kasutamise tase) |  | PHA4 (utilization rate of production capacity) | utilization rate of production capacity (actual production output / standard production capacity) | EN 15341:2019 | %
|  | ZP729 | PHA5 (asendutase) |  | PHA5 (rate of replacement) | rate of replacement (replacement costs / physical assets replacement value) | EN 15341:2019 | %
|  | ZP730 | PHA6 (täielik seadmete efektiivsus R1 x R2 x R3) |  | PHA6 (total equipment effectiveness R1xR2xR3) | total equipment effectiveness R1xR2xR3 (maintenance effectiveness x manufacturing effectiveness x quality effectiveness) | EN 15341:2019 | %
|  | ZP731 | PHA7 (terviklikkus) |  | PHA7 (integrity) | integrity | EN 15341:2019 | High;Medium;Sufficient:Insufficient;Poor
|  | ZP732 | PHA8 (töökindlus hoolduse tõttu) |  | PHA8 (operational availability due to maintenance) | operational availability due to maintenance (total operating time / total operating time + downtime) | EN 15341:2019 | %
|  | ZP733 | PHA9 (füüsiliste varade eluiga) |  | PHA9 (age of physical asset) | age of physical asset (actual cumulative operational life / expected cumulative operational life) | EN 15341:2019 | %
|  | ZP734 | PHA10 (majandusliku eluea osatähtsus) |  | PHA10 (economic life ratio) | economic life ratio (total actual cumulative life / depreciation life) | EN 15341:2019 | %
|  | ZP735 | PHA11 (keskmised kulud hooldusest tuleneva mittetoimimise tõttu) |  | PHA11 (average unavailability / costs due to maintenance reasons) | average unavailability / costs due to maintenance reasons (total unavailability costs / total hours of unavailability) | EN 15341:2019 | €/h
|  | ZP736 | PHA12 (hoolduse teenustase) |  | PHA12 (maintenance service level) | maintenance service level (arhieved performance / required performance) | EN 15341:2019 | %
|  | ZP737 | PHA13 (keskmine hoolduskulu toimimiseks võimalikku ajakulusse) |  | PHA13 (average maintenance cost for operational available time) | average maintenance cost for operational available time (total maintenance cost / hours of operational availability) | EN 15341:2019 | €/h
|  | ZP738 | PHA14 (aastane hoolduskulu aastase eluea kogukuludes) |  | PHA14 (annual maintenance cost on annual total life cost) | annual maintenance cost on annual total life cost (annual maintenance costs / annual total industrial life cost) | EN 15341:2019 | %
|  | ZP739 | PHA15 (hoolduse mõjus standardsele tehnilisele väljundile) |  | PHA15 (impact of maintenance on standard technical output) | impact of maintenance on standard technical output (annual maintenance cost / annual standard technical output) | EN 15341:2019 | €/unit
|  | ZP740 | PHA16 (tulu parendamistest) |  | PHA16 (return on improvements) | return on improvements (saving generated by improvements / cost of the implemented improvements) | EN 15341:2019 | %
|  | ZP741 | PHA17 (hoolduskulude mõju füüsiliste varade aastasele käibele) |  | PHA17 (impact of maintenance cost of an annual turnover of physical asset) | impact of maintenance cost of an annual turnover of physical asset (total maintenance cost / annual turnover) | EN 15341:2019 | %
|  | ZP742 | PHA18 (vahendite otseste ja kaudsete kulude suhe vahendite aasta-käibesse) |  | PHA18 (direct and indirect cost impact of asset on annual turnover of the asset) | direct and indirect cost impact of asset on annual turnover of the asset (total maintenance cost + unavailability costs + depreciation / annual turnover) | EN 15341:2019 | %
|  | ZP743 | PHA19 (hoolduse ajakulu suhe aastasesse plaanitud ajakulusse) |  | PHA19 (proportion of maintenance time on annual planned time) | proportion of maintenance time on annual planned time (down time due to maintenance works / total annual planned time) | EN 15341:2019 | %
|  | ZP744 | PHA20 (kapitaliseeritud varuosade mõju füüsilise vara asendusväärtusesse) |  | PHA20 (contribution of capitalized spare parts on replacement value of physical asset) | contribution of capitalized spare parts on replacement value of physical asset (cost of capitalized critical spare parts / physical asset replacement value) | EN 15341:2019 | %
|  | ZP800 | Teostaja |  | Point of contact | the organization that should be contacted for action under the terms of the warranty | IFC |  | PointOfContact
|  | ZP850 | Lähterike |  | Primary failure | failure of an item not caused either directly or indirectly by a failure or a fault of another item | EN 13306:2017
|  | ZP875 | Tootmispõhine saadavus |  | Production based availability | ratio of actual production to required production, or any other reference level, over a specified period of time | EN 13306:2017
| ZQ |  | Omadused, mis algavad tähega "Q" (veeru "G" järgi) |  | Properties that start with letter "Q" | terms (property names) are based on a given reference | CCI-EE
|  | ZQ700 | Kvaliteeditase (visuaalne) |  | Quality level (visual) | quality level according to unit size, soiling group | INSTA 800;EVS 914:2020 |  |  |  | 5;4;3;2;1;0
|  | ZQ725 | Kvaliteeditagamise süsteem |  | Quality measuring system | inspection system designed to assess whether the services defined and agreed between two parties meet the quality level that is intended to be present according to the requirements expressed explicitly or implicitly in that agreement | EN 13549:2001
|  | ZQ750 | Komponentide kvaliteet |  | Quality of components | adjustment of the service life resulting from the effect of the quality of components used | IFC |  | QualityOfComponents
|  | ZQ775 | Väljundi kogus |  | Quantity of output | standard or effective output | EN 15341:2019
| ZR |  | Omadused, mis algavad tähega "R" (veeru "G" järgi) |  | Properties that start with letter "R" | terms (property names) are based on a given reference | CCI-EE
|  | ZR025 | R1 (hoolduse efektiivsus) |  | R1 (maintenance effectiveness) | maintenance effectiveness | EN 15341:2019 | %
|  | ZR026 | R2 (tootmise efektiivsus) |  | R2 (manufacturing effectiveness) | manufacturing effectiveness | EN 15341:2019 | %
|  | ZR027 | R3 (kvaliteedi efektiivsus) |  | R3 (quality effectiveness) | quality effectiveness | EN 15341:2019 | %
|  | ZR100 | Rambi kalle |  | Ramp gradient | the property of accessibility to building facilities which defines the ease of movement of people with additional needs | EN 16309:2014 | m
|  | ZR125 | Rambi laius |  | Ramp width | the property of accessibility to building facilities which defines the ease of movement of people with additional needs | EN 16309:2014 | m
|  | ZR250 | Liiasus |  | Redundancy | in an item, existence of more than one means for performing a required function when needed in an item | EN 13306:2017
|  | ZR275 | Usaldusväärsus |  | Reliability | ability of an item to perform a required function under given conditions for a given time interval; reliability of an itme could be calculated from the observed failures of it or/and a set of comparable items during a given time interval | EN 13306:2017
|  | ZR300 | Asendustase |  | Replacement level | performance level at which replacement takes place | IFC |  | ReplacementLevel
| ZS |  | Omadused, mis algavad tähega "S" (veeru "G" järgi) |  | Properties that start with letter "S" | terms (property names) are based on a given reference | CCI-EE
|  | ZS250 | Kaasnev rike |  | Secondary failure | failure caused by a failure or a fault of another item | EN 13306:2017
|  | ZS275 | Rikke tõsidus |  | Severity of a failure | potential or actual detrimental consequences of a failure or a fault | EN 13306:2017
|  | ZS325 | Planeeritud katkestus |  | Shutdown | outage scheduled in advance, for maintenance or other purposes (planned outage) | EN 13306:2017
|  | ZS475 | Tarkvara viga |  | Software fault | state of a software item that prevents it from performing as required | EN 13306:2017
|  | ZS500 | Mustuse rühm |  | Soiling group | soiling on a surface which can be removed by various cleaning methods | INSTA 800;EVS 914:2020 |  |  |  | Group1;Group2
|  | ZS600 | Erinõuded |  | Special requirements | additional special requirements that need to be included in the permit to work; additional permit requirements may be imposed according to the nature of the facility at which the work is carried out; for instance, in clean areas, special clothing may be required whilst in corrective institutions, it may be necessary to check in and check out tools that will be used for work as a safety precaution | IFC |  | SpecialRequirements
|  | ZS625 | Peegelläike kvaliteeditase |  | Specular glass level | the ratio of the intensity of the luminous flux reflected from the object, measured at an angle of the predetermined light source and receiver, to the intensity of the luminous flux reflected from the glass by a refractive index of 1.567 | INSTA 800;EVS 914:2020
|  | ZS725 | Ooterežiimi liiasus |  | Standby redundancy | redundancy wherin an alternative means for performing the particular function is only activated when the active means is unavailable | EN 13306:2017
|  | ZS750 | Ootel olek |  | Standby state | state of an item which is in an up state and non-operating during the required time | EN 13306:2017
|  | ZS850 | Äkkrike |  | Sudden failure | failure that could not be anticipated by prior examination or monitoring | EN 13306:2017
| ZT |  | Omadused, mis algavad tähega "T" (veeru "G" järgi) |  | Properties that start with letter "T" | terms (property names) are based on a given reference | CCI-EE
|  | ZT100 | Sihttulemus |  | Target performance | target capacity or performance of the asset; units of the performance value are specified through the propertyValue units attribute. | IFC |  | TargetPerformance
|  | ZT300 | Ajapõhine kättesaadavus |  | Time based availability | during a given period of time, percentage of the time during which an item was able to perform when required | EN 13306:2017
|  | ZT500 | Kriitiliseks peetavaid esemeid kokku |  | Total critical considered item | total critical considered item | EN 15341:2019
|  | ZT520 | Paigaldatud elemente kokku |  | Total items installed | total items installed | EN 15341:2019
|  | ZT540 | Hoolduspersonal kokku |  | Total maintenance personnel | total number of people reported in the maintenance manning | EN 15341:2019
|  | ZT560 | Hea hooldustava järgimist eeldavad hooldustööd kokku |  | Total maintenance works requiring G.M.P. | the maintenance works and repetitive failures shall be covered by technical standard and consequently by G.M.P. | EN 15341:2019
|  | ZT580 | Paigaldatud kriitiliste esemete koguarv |  | Total number of critical items installed | total number of critical items installed | EN 15341:2019
|  | ZT600 | Hooldustööliste poolt vajatud esemete koguarv |  | Total number of items required by maintenance people | total number of items required by maintenance people | EN 15341:2019
|  | ZT620 | Hooldustöötajate koguarv |  | Total number of maintenance people | total number of maintenance people | EN 15341:2019
|  | ZT640 | Otseste ja kaudsete töötajate koguarv |  | Total number of people (direct and indirect) | total number of people (direct and indirect) | EN 15341:2019
|  | ZT660 | Töötajate koguarv |  | Total number of people | total number of people | EN 15341:2019
|  | ZT680 | Koolitatud töötajaid kokku |  | Total number of people trained | total number of people trained | EN 15341:2019
|  | ZT700 | Tähtajaks tagatavate varuosade koguarv |  | Total number of spare parts to be delivered at committed date | total number of spare parts to be delivered at committed date | EN 15341:2019
|  | ZT720 | Täidetud töökäskude koguarv |  | Total number of work orders performed | total number of work orders performed | EN 15341:2019
|  | ZT740 | Täidetud tööde käskude koguarv |  | Total number of works orders performed | total number of works order performed | EN 15341:2019
|  | ZT760 | Väljastatud töökäskude arv kokku |  | Total required work orders to be delivered | total required work orders to be delivered | EN 15341:2019
|  | ZT780 | Teenuste koguarv |  | Total services | total number of services performed | EN 15341:2019
|  | ZT800 | Personali koguarv objektil |  | Total site personnel | total number of people reported in the payroll of the site | EN 15341:2019
| ZU |  | Omadused, mis algavad tähega "U" (veeru "G" järgi) |  | Properties that start with letter "U" | terms (property names) are based on a given reference | CCI-EE
|  | ZU500 | Kasutusühik |  | Unit of use | chosen value considered to assess a usage quantitatively | EN 13306:2017
|  | ZU600 | Töösolev |  | Up state | state of an item being able to perform a required function, assuming that the external resources, if required, are provided | EN 13306:2017
|  | ZU800 | Kasulik tööiga |  | Useful life | time interval from first use until the instant when a limiting state is reached | EN 13306:2017
| ZV |  | Omadused, mis algavad tähega "V" (veeru "G" järgi) |  | Properties that start with letter "V" | terms (property names) are based on a given reference | CCI-EE
|  | ZV250 | Sõiduki või tehase saadavus |  | Vehicle availability | vehicle or plant availability | IFC |  | VehicleAvailability
| ZW |  | Omadused, mis algavad tähega "W" (veeru "G" järgi) |  | Properties that start with letter "W" | terms (property names) are based on a given reference | CCI-EE
|  | ZW100 | Garantii sisu |  | Warranty content | description of what is included in warranty | IFC |  | WarrantyContent
|  | ZW125 | Garantii kirjeldus |  | Warranty description | concise description of warranty content and any items, conditions or actions that are excluded from warranty or that will cause the warranty to become void | COBie
|  | ZW150 | Garantii välistused |  | Warranty exclusions | items, conditions or actions that may be excluded from the warranty or that may cause the warranty to become void | CCI-EE
|  | ZW175 | Tööle antava garantii kontaktisik (e-post) |  | Warranty guarantor labor | email address for organisation responsible for labour warranty | COBie
|  | ZW200 | Komponentidele antava garantii kontaktisik (e-post) |  | Warranty guarantor parts | email address for organisation responsible for parts warranty | COBIe
|  | ZW225 | Garantii tunnus |  | Warranty identifier | the identifier assigned to a warranty | IFC |  | WarrantyIdentifier
|  | ZW400 | Kulumise rike |  | Wear-out failure | failure whose probability of occurrence increases with the operating time or the number of operations of the item and the associated applied stresses | EN 13306:2017
|  | ZW600 | Kvaliteedist tingitud eluea vähenemine |  | Work execution level | adjustment of the service life resulting from the effect of the quality of work executed | IFC |  | WorkExecutionLevel
|  | ZW620 | Töökäsk |  | Work order | document used by the maintenance function | EN 15341:2019
|  | ZW640 | Efektiivselt tähtajaks täidetud töökäsud |  | Work orders effectively delivered on time | work orders effectively delivered on time
|  | ZW660 | Töökäsu tüüp |  | Work type requested | work type requested in circumstances where there are categorizations of types of work task; it could be used to identify a remedial task, minor work task, electrical task etc. | IFC |  | WorkTypeRequested
Note on I7: [Threaded comment] Your version of Excel allows you to read this threaded comment; however, any edits to it will get removed if the file is opened in a newer version of Excel. Learn more: https://go.microsoft.com/fwlink/?linkid=870924 Comment: Reference from where the parameter originates (based on english term). References can be: (0) Reference standard (e.g. EN/ISO etc. or local standard) (1) Web reference (e.g. BIM Forum etc.) (2) Other classification system (e.g. IFC, ETIM, CCS, CoClass etc.) (3) Localized use case (e.g. CCI-EE for Estonia)
Note on J7: [Threaded comment] Your version of Excel allows you to read this threaded comment; however, any edits to it will get removed if the file is opened in a newer version of Excel. Learn more: https://go.microsoft.com/fwlink/?linkid=870924 Comment: Unit given by Standard or ETIM/IFC reference. In some cases, value format is shown instead (for dates, time etc.). Note: Given unit may be applied differently, if "mm" is given, "m" can be used if clearly stated in a data template. Same accounts for derived units ("Pa" may be given in "bar" etc.).
Note on K7: [Threaded comment] Your version of Excel allows you to read this threaded comment; however, any edits to it will get removed if the file is opened in a newer version of Excel. Learn more: https://go.microsoft.com/fwlink/?linkid=870924 Comment: IFC property name according to individual properties table IFC schema: IFC 4.3 RC4
Note on L7: [Threaded comment] Your version of Excel allows you to read this threaded comment; however, any edits to it will get removed if the file is opened in a newer version of Excel. Learn more: https://go.microsoft.com/fwlink/?linkid=870924 Comment: ETIM Feature ID, according to features table, can be referenced as: https://prod.etim-international.com/Feature/Details?id=EF000001 In where "EF000001" is Feature ID shown in this column. ETIM version: 8.0
Note on M7: [Threaded comment] Your version of Excel allows you to read this threaded comment; however, any edits to it will get removed if the file is opened in a newer version of Excel. Learn more: https://go.microsoft.com/fwlink/?linkid=870924 Comment: Predefined values as sample values according to (but not limited to): (0) Values noted in a referenced standard (1) Values noted by ETIM or IFC property (2) Values noted by local guidelines Note: "True;False" can be taken as logical "yes/no" parameter.
Note on G517: [Threaded comment] Your version of Excel allows you to read this threaded comment; however, any edits to it will get removed if the file is opened in a newer version of Excel. Learn more: https://go.microsoft.com/fwlink/?linkid=870924 Comment: R asendtud Rw
Note on E2666: [Threaded comment] Your version of Excel allows you to read this threaded comment; however, any edits to it will get removed if the file is opened in a newer version of Excel. Learn more: https://go.microsoft.com/fwlink/?linkid=870924 Comment: https://www.riigiteataja.ee/akt/104042017014?leiaKehtiv
Note on E2681: [Threaded comment] Your version of Excel allows you to read this threaded comment; however, any edits to it will get removed if the file is opened in a newer version of Excel. Learn more: https://go.microsoft.com/fwlink/?linkid=870924 Comment: Enne: Tulekoormus
Note on C2765: [Threaded comment] Your version of Excel allows you to read this threaded comment; however, any edits to it will get removed if the file is opened in a newer version of Excel. Learn more: https://go.microsoft.com/fwlink/?linkid=870924 Comment: Lisatud aga kas see haakub FireResitanceRating?
Note on K2914: [Threaded comment] Your version of Excel allows you to read this threaded comment; however, any edits to it will get removed if the file is opened in a newer version of Excel. Learn more: https://go.microsoft.com/fwlink/?linkid=870924 Comment: IfcUnitaryEquipment
Note on K3775: [Threaded comment] Your version of Excel allows you to read this threaded comment; however, any edits to it will get removed if the file is opened in a newer version of Excel. Learn more: https://go.microsoft.com/fwlink/?linkid=870924 Comment: IfcBearing
Note on E4073: [Threaded comment] Your version of Excel allows you to read this threaded comment; however, any edits to it will get removed if the file is opened in a newer version of Excel. Learn more: https://go.microsoft.com/fwlink/?linkid=870924 Comment: ala asendatud sõnaga "pind"
Note on K5599: [Threaded comment] Your version of Excel allows you to read this threaded comment; however, any edits to it will get removed if the file is opened in a newer version of Excel. Learn more: https://go.microsoft.com/fwlink/?linkid=870924 Comment: Pane tähele: IFC-s sama termin kasutusel ka võimsuse tähenduses.
Note on E7033: [Threaded comment] Your version of Excel allows you to read this threaded comment; however, any edits to it will get removed if the file is opened in a newer version of Excel. Learn more: https://go.microsoft.com/fwlink/?linkid=870924 Comment: Enne: Mudeli number
Note on E7153: [Threaded comment] Your version of Excel allows you to read this threaded comment; however, any edits to it will get removed if the file is opened in a newer version of Excel. Learn more: https://go.microsoft.com/fwlink/?linkid=870924 Comment: Enne: Tugevdusaste

## PC
Class code | PC
Class desc | Management
Version | 2022.10.0.1
Function | Element
Parameter name | AC235_cciPCcode
Parameter desc | AC240_cciPCterm
Level 1 |  | Mõiste (EE) | Definitsioon (EE) | Näited (EE) | Term (EN) | Definition (EN) | Examples (EN)
A |  | Ehitusjuhtimine | tegevused selleks, et täita kõik vajalikud erinevatest õigusaktidest, lepingutest ning juhendmaterjalidest tulenevad kohustused ja vormistada vastavad dokumendid |  | Construction management | activities in order to fulfill all necessary obligations arising from various legal acts, agreements and instruction materials and to prepare the respective documents
B |  | Uuringute juhtimine | tegevused selleks, et projekteerimise alustamiseks vajaliku lähteülesande tarvis on olemas usaldusväärne andmekogum kavandatud hoone või rajatise paigutamiseks loodusesse |  | Survey management | activities to ensure that a reliable data set is available for the initial task required to start the design to place the proposed building or facility in the wild
C |  | Koolituse juhtimine | tegevused selleks, et sõltuvalt valitud lepinguvormist (KPJ, D&B, IPT) oleks viidud läbi kõik projekti juhtiva meeskonna tarvis vajalikud koolitused |  | Training management | activities to ensure that, depending on the chosen form of contract (traditional PM, D&B, IPD), all the necessary training for the project management team has been carried out
D |  | Projekteerimise juhtimine | tegevused selleks, et täpses vastavuses lähteülesandele ja projekteerimise käigus ,koostöös tellijaga tehtud muudatusettepanekutele, koostada ehituseks vajaliku staadiumi projektdokumentatsioon |  | Design management | activities in order to prepare the design documentation for the construction stage in strict accordance with the terms of reference and the amendments made during the design, in cooperation with the client
E |  | Ehitusmaksumuse hindamise juhtimine | tegevused selleks, et täpses vastavuses algatusotsustest, projekteerimise lähteülesandest, esmastest projektlahendustest, ning valmivast projektdokumentatsioonist töö tellijale koostada erineva täpsusastmega ehituse hindu, et nende alusel oleks võimalik viia läbi projekteerimist ning ehitamist toetavaid majandusanalüüse |  | Construction cost planning | activities in order to compile construction prices with different levels of accuracy in accordance with the initiative decisions, the initial design task, initial design solutions and the completed project documentation, so that economic analyzes supporting design and construction can be performed on the basis of them
F |  | Ehitustegevuse juhtimine | tegevused selleks, et täpses vastavuses projektdokumentatsioonile ning koostatud ehituse hinnale korraldada ettevalmistustegevused ehituse alustamiseks, viia läbi seadusandlusele vastav ehituse protsess ning valmistada objekt ette üleandmiseks tellijale (operaatorile) |  | Construction work management | activities in order to organize preparatory activities for the commencement of construction in accordance with the project documentation and the price of the prepared construction, to carry out the construction process in accordance with the legislation and to prepare the object for handover to the customer (operator)
G |  | Omaniku järelevalve korraldamine | tegevused selleks, et täpses vastavuses ehitusseadustikule täita ehitusel omaniku järelevalve toiminguid, dokumenteerida need toimingud ning tagada objekti seadusejärgne üleandmine tellijale ehitise ekspluateerimiseks |  | Organizing owner supervision | activities in order to perform the supervision of the owner during construction in strict compliance with the Building Code, to document these operations and to ensure the legal transfer of the object to the contracting authority for the operation of the building
H |  | Korrashoiu ja käitamise juhtimine | tegevused selleks, et korraldada kõik ehitise hooldamise ja käitamisega hooldusjuhendites ja käitusjuhendites ette nähtud tegevused, tagades nii ehitise pikaajalise toimimise tellija ja operaatori teenimiseks |  | Maintenance and operation management | activities to organize all the activities provided for in the maintenance and operating instructions for the maintenance and operation of the building, thus ensuring the long-term operation of the building to serve the client and the operator

## PA
Class code | PA
Class desc | Pre-design
Version | 2022.10.0.1
Function | Element
Parameter name | AC245_cciPAcode
Parameter desc | AC250_cciPAterm
Level 1 | Level 2 | Level 3 | Mõiste (EE) | Definitsioon (EE) | Näited (EE) | Term (EN) | Definition (EN) | Examples (EN)
E?? |  |  | Projekteerimise eelne protsess | projekteerimisele eelnevad tegevused |  | Pre-design process | pre-design activities
| EA? |  | Projekti administreerimine | projekteerimisele eelnevad korralduslikud tegevused |  | Project administration | pre-design organisational activities
|  | EAA | Projekti määratlemine | projekti ulatuse määramine |  | Project definition | specify project scope
|  | EAB | Projektijuhi määramine | projekti koordineeriva isiku määramine |  | Appointment of a project manager | designation of the person coordinating the project
|  | EAC | Finantseerimise ettevalmistamine | finantseerimisskeemi ettevalmistamine projektile |  | Preparation of financing | preparation of the financing scheme for the project
|  | EAD | Maa kasutusõiguse hankimine | maa-ala omandamine projekti elluviimiseks |  | Acquisition of land use rights | acquisition of land for project implementation
|  | EAE | Detailplaneeringu koostamine | maakasutuse plaani koostamine |  | Preparation of a detailed plan | preparation of land use plan
|  | EAF | Ehitusprojekti lähteülesande koostamine | projektlahenduse ulatuse ja detailsuse määramine |  | Preparation of the terms of reference for the construction project | specify the scope and detail of the project solution
|  | EAG | Eskiisi koostamine | esmaste jooniste koostamine |  | Sketching | preparation of primary drawings
|  | EAH | Omanikujärelevalve | omaniku hangitud järelevalvet teostav osapool |  | Owner supervision | controlling party procured by owner
|  | EAJ | Projekteerimishanke ettevalmistamine ja läbiviimine | projekteerija hankimiseks tehtavad ettevalmistused ja hanke korraldus |  | Preparation and execution of design procurement | preparations for the procurement of the designer and organisation of the activities
|  | EAK | Projekteerimistingimuste koostamine | kohaliku omavalitsuse poolsete projekteerimise lähteandmete koostamine |  | Preparation of design conditions | preparation of local government design source data
|  | EAM | Eritingimuste koostamine | projektile laienevate eritingimuste koostamine |  | Preparation of special conditions | preparation of specific conditions for the project
|  | EAN | Tehnovõrkude valdajate tehnilised tingimuste hankimine | võrguvaldajate tingimuste koostamine |  | Procurement of technical conditions for utility network holders | preparation of conditions by network holder
|  | EAP | Liitumispunktide määratlemine | välisvõrkude ühenduskohtade selgitamine |  | Defining connection points | clarifying connections for external networks
| EB? |  | Uuringud | projekteerimisele eelnevad uuringud |  | Surveys | pre-design studies
|  | EBA | Teostatavus- ja tasuvusuuringu koostamine | projekti tehnilise ja finantsilise teostatavuse kontroll |  | Preparation of technical and financial feasibility studies | verification of the technical and financial feasibility of the project
|  | EBB | Inseneriuuringute läbiviimine | tehniliste lahenduste ja võimaluste selgitamine |  | Conducting engineering surveys | clarification of technical solutions and capabilities
|  | EBC | Topo-geodeetiline uuringu läbiviimine ja topo-geodeetiline alusplaani koostamine | maa-ala mõõdistuse ettevalmistus ja mõõdistuse koostamine |  | Carrying out a topo-geodetic survey and compiling a topo-geodetic base plan | preparation of the surveying of the area and preparation of the surveying
|  | EBD | Ehitusgeoloogiauuringu läbiviimine | ehitise aluspinnase omaduste selgitamine |  | Conducting a construction geological survey | clarification of the characteristics of the building base
|  | EBE | Dendroloogiauuring läbiviimine | kõrghaljastuse seisukorra hinnang |  | Conducting a dendrological examination | assessment of the state of high landscaping
|  | EBF | Radooniuuringu läbiviimine | radooni taseme hinnang |  | Conducting a radon study | radon level rating
|  | EBG | Mürauuringu läbiviimine | müratingimuste hinnang |  | Carrying out a noise study | assessment of noise conditions
|  | EBH | Eksperthinnangu koostamine olemasolevatele ehitistele | sõltumatu osapoole koostatud seisukorra hinnang olemasolevatele ehitistele |  | Expert assessment of existing buildings | assessment of the condition of existing buildings prepared by an independent party

## PD
Class code | PD
Class desc | Design
Version | 2022.10.0.1
Function | Element
Parameter name | AC255_cciPDcode
Parameter desc | AC260_cciPDterm
Level 1 | Level 2 | Level 3 | Mõiste (EE) | Definitsioon (EE) | Näited (EE) | Term (EN) | Definition (EN) | Examples (EN)
A?? |  |  | Projekteerimine | projektlahenduse koostamine |  | Design process | preparation of a project solution
| AA? |  | Projekti administreerimine | projekti koostamise korralduslikud tegevused |  | Project administration | project preparation activities
|  | AAA | Ehitusprojekti koostamine | projektlahenduse koostamine |  | Preparation of a construction design | preparation of a project solution
|  | AAB | Ehitusloa taotlemine | ehitustegevust võimaldava loa hankimine |  | Applying for a building permit | acquisition of permit enabling construction activities
|  | AAC | Omanikujärelevalve | omaniku hangitud järelevalvet teostav osapool |  | Owner supervision | controlling party procured by owner
|  | AAD | Projekteerijajärelevalve | projektlahenduse järelevalvet teostav osapool |  | Designer supervision | party supervising the project solution
|  | AAE | Ehitusprojekti ekspertiisi koostamine | väljatöötatud projektlahenduse hinnang |  | Preparing expert opinion for the design solution | assessment of the project solution developed
|  | AAF | Tehnoloogiaprojekti koostamine | ehitustehnilise teostuse projektlahenduse koostamine |  | Preparing technology design | preparation of design solution for construction engineering
|  | AAG | Ehitusprojekti üldosa koostamine | projekti üldküsimuste lahendamine |  | Preparing the general part for the design | solving general project issues
| AB? |  | Arhitektuurne projekteerimine | arhitektuurne projekteerimine |  | Architectural design | architectural design
|  | ABA | Välisruum | hõlmatud maa-ala terviklahendus |  | Outdoor space | full area solution covered
|  | ABB | Haljastus | taimkatte lahendused koos kaasnevate tööde kirjeldusega |  | Landscaping | vegetation solutions with description of accompanying work
|  | ABC | Välisvalgustus | hõlmatud maa-ala valgustuseks ja hädaolukorraks ette nähtud valgustuspaigaldis |  | Outdoor lighting | lighting installation for lighting and emergency lighting of the area covered
|  | ABD | Ehitise arhitektuur | hoone mahu- ja ruumilahendus |  | Architecture of the building | volume and spatial solution of the building
|  | ABE | Ehitise sisearhitektuur | hoone ruumi-, siseviimistluse-, sisustuse- ja funktsionaalsuse lahendus |  | Interior architecture of a building | solution for space, interior, interior equipment and function of the building
|  | ABF | Akustika | ruumide piisavast heliisolatsioonist ja funktsioonist tulenev akustikalahendus |  | Acoustics | acoustics solution due to adequate sound insulation and function of the rooms
|  | ABG | Valgustus | ehitise valgustamiseks ja hädaolukordadeks ettenähtud valgustuspaigaldis |  | Lighting | lighting installation for lighting and emergency lighting of buildings
|  | ABH | Sulused ja lukustus | uste lukustus ja fikseerimislahendused |  | Locks and bracket devices | door locking and fixation solutions
|  | ABJ | Hoone energiatõhusus | hoone energiatarbe optimeerimine ja energiatõhususarvu määramine |  | Energy efficiency of a building | optimisation of building power consumption and determination of energy efficiency
| AC? |  | Konstruktsioonide projekteerimine | konstruktsioonide projekteerimine |  | Structural design | structural design
|  | ACA | Hoonekonstruktsioonid | hoone koormuste kandmise ja jäikuse tagamise lahendused |  | Building structures | solutions for carrying loads and ensuring statics of building
| AD? |  | Tehnovõrkude projekteerimine | tehnovõrkude projekteerimine |  | Design of utility networks | design of utility networks
|  | ADA | Elektrivarustuse välisvõrk | ehitusprojektiga hõlmatud maa-alal asuvate ehitiste elektrivarustuse lahendus |  | External power supply network | solution of electricity supply for buildings located on land covered by construction project
|  | ADB | Gaasivarustuse välisvõrk | hoonevälised ühendustorustikud, armatuurid ja paigaldised gaasivarustuseks |  | External gas supply network | external connecting pipes, fittings and installations for gas supply
|  | ADC | Nõrkvoolu välisvõrk | ehitusprojektiga hõlmatud maa-alal asuvate ehitiste vahelised nõrkvooluühendused |  | Low voltage external network | weak current connections between buildings on the area covered by the construction project
|  | ADD | Soojusallikas | soojuse tootmise tehnopaigaldise lahendus |  | Heat source | solution for the technical installation for heat production
|  | ADE | Soojusvarustuse välisvõrk | hooneväliste kaugkütte ühendustorustike, armatuuri, siibrikambrite jms lahendus |  | External heat supply network | solution for connection pipes, fittings, damper chambers and the like for external district heating
|  | ADF | Veevarustuse ja kanalisatsiooni välisvõrk | hoonevälised veevärgi ja kanalisatsiooni, tuletõrjeveevärgi lahendused |  | External water supply and sewerage network | external plumbing and sewerage, fire-fighting water supply solutions
|  | ADG | Kütte-, ventilatsiooni,- jahutuspaigaldis ja soojussõlm | sisekliima tagamise tehnosüsteemide sh soojussõlme lahendus |  | Heating, ventilation, cooling installation and heating unit | solution for indoor climate assurance systems including heat node
|  | ADH | Veevarustuse ja kanalisatsioonipaigaldis | veevarustuse ja kanalisatsiooniseadmete ning nendevaheliste ühenduste lahendused ehitise piires |  | Water supply and sewerage installation | solutions for water supply and sewerage equipment and connections between them within buildings
|  | ADJ | Gaasipaigaldis | gaasiseadmed ja nendevaheliste ühenduste lahendused ehitise piires |  | Gas installation | gas appliances and interconnectors within a building
|  | ADK | Tugevvoolupaigaldis | elektrotehnilise osa lahendus ehitise elektripaigaldisest |  | High current installation | electrotechnical component solution from electrical installations of the building
|  | ADL | Nõrkvoolupaigaldis | lahendus, mis käsitleb seadmeid ja süsteeme, mida iseloomustab vooluahelate nõrk vool ja väike pinge |  | Low voltage installation | solution for equipment and systems characterized by low current and low voltage of circuits.
| AE? |  | Tuleohutuse projekteerimine | tuleohutuse projekteerimine |  | Fire safety design | fire safety design
|  | AEA | Tuleohutuse üldosa | ehituse tuleohutuse üldkontseptsiooni lahendus |  | General part of fire safety | solution for the general concept of fire safety in construction
|  | AEB | Mehhaaniline suitsutõrjepaigaldis | tulekahju käigus tekkiva suitsu ja gaaside tõkestamise lahendus |  | Mechanical smoke control installation | solution for preventing smoke and gases from fire
|  | AEC | Hoonesisene tuletõrjeveevärk | ehitise sisene kustutusvee tarnimise lahendus |  | Indoor fire water supply | solution for supplying extinguishing water inside the building
|  | AED | Automaatne sprinklersüsteem | ehitise automaatse sprinklersüsteemi lahendus |  | Automatic sprinkler system | solution for automatic sprinkler system for buildings
| AF? |  | Automaatika projekteerimine | automaatika projekteerimine |  | Automation design | automation design
|  | AFA | Automaatikapaigaldis | automaatikasüsteemide lahendused ehitise tehnosüsteemide juhtimiseks |  | Automation installation | automation systems solutions for the management of building utility systems
|  | AFB | Tuleohutussüsteemide automaatikapaigaldis | automaatikasüsteemide lahendused ehitisse kavandatud tuleohutussüsteemide juhtimiseks |  | Automatic installation of fire safety systems | automation systems solutions for the management of fire safety systems designed in the building
| AG? |  | Insenerirajatiste projekteerimine | insenerirajatiste projekteerimine |  | Engineering facilities design | engineering facilities design
|  | AGA | Tee, liiklus ja teerajatised | lahendus, mis käsitleb sõidukite ja/või kergliiklejate liiklemiseks ette nähtud rajatist (teed, tänavat, parklat), liikluskorraldust sellel ning ühendusi olemasolevate teedega, samuti sildasid, viadukte, tunneleid, tugiseinasid, müratõkkeseinasid |  | Road, traffic and road facilities | solution concerning the road facility (road, street, car park) for vehicles and/or light-road vehicles, the arrangement of the vehicle and connections to existing roads, as well as bridges, overpasses, tunnels, retaining walls, noise barriers
|  | AGB | Hüdrotehnilised ehitised | hüdrotehniliste rajatiste lahendused (tammid, paisud, jms) |  | Hydraulic structures | solutions for hydrotechnical installations (dams, dams, etc.)
|  | AGC | Sadamarajatised | sadama taristu rajatiste lahendus |  | Port facilities | solution for port infrastructure facilities
|  | AGD | Raudteerajatised | raudtee alus- ja pealisehitise lahendus koos liikluskorralduvahenditega |  | Railway installations | solution for the railway building and superstructure with means of operation of the railway

## PP
Class code | PP
Class desc | Production
Version | 2022.10.0.1
Function | Element
Parameter name | AC265_cciPPcode
Parameter desc | AC270_cciPPterm
Level 1 | Level 2 | Mõiste (EE) | Definitsioon (EE) | Näited (EE) | Term (EN) | Definition (EN) | Examples (EN)
A? |  | Ettevalmistustööd | ehitustöödele eelnevad ettevalmistavad tööd, raadamine, maa-ala puhastamine |  | Preliminary works | pre-construction works, remediation work, clearing etc.
| AA | Maa-ala puhastamine, raadamine |  |  | Remediation of the building site
| AB | Ehitusplatsi piirded |  |  | Fencing
| AC | Ligipääsu- ja platsisisesed teed |  |  | Access and on-site roads
| AD | Laoplatsid |  |  | Storage sites
| AE | Soojakud jm ehitised (wc) |  |  | Site offices and facilities
| AF | Ajutised kommunikatsioonid (elekter, vesi, jm) |  |  | Temporary services (electricity, water etc.)
| AG | Ehitusmasinate transpordi ja paigaldusega seotud tööd |  |  | Work for the transport and installation of construction machinery
B? |  | Lammutustööd | olemasolevate ehitiste (sh teede, platside lammutus, hoonesisesed lammutustööd, nii täielik kui ka osaline lammutamine või ümberpaigutamine |  | Demolition works | removal, dismantling and demolition of existing buildings (including roads, squares, interior demolition works, complete and partial demolition or displacement)
| BA | Ehitiste lammutustööd |  |  | Demolition of buildings
| BB | Hoonesisesed lammutustööd |  |  | Interior demolition
| BC | Ehitiste ümberpaigutus |  |  | Displacement of buildings
C? |  | Puurimis- ja lõhketööd | ehitus- ja lammutustöödega seonduvad puurimis- ja lõhketööd |  | Drilling and blasting works | drilling and blasting related to construction and demolition works
D? |  | Pinnasetööd | hoonete, rajatiste (sh vesiehitiste), teede, väljakute ja platside rajamisega seonduvad pinnasetööd |  | Groundworks | groundworks related to building, structures (incl. hydro structures), roads and squares
| DA | Vertikaalplaneerimine |  |  | Levelling
| DB | Tihendamine |  |  | Compaction
| DC | Kaevetööd |  |  | Excavation
| DD | Drenaažitööd |  |  | Dewatering
| DE | Geotekstiilide paigaldus |  |  | Installation of geotextiles
| DF | Tagasitäitetööd |  |  | Back-filling
E? |  | Vaiatööd | vaiade rammimine, süvistamine ja kohtvaiade ehitamine |  | Piling | piling
| EA | Vaiade rammimine |  |  | Pile driving
| EB | Vaiade süvistamine |  |  | Pile screwing
| EC | Vaiade piikamine |  |  | Pile cropping
| ED | Kohtvaiade ehitamine |  |  | Cast in place piling
F? |  | Betoonitööd | paigalvalu betoonitööd (sh betoonpõrandad, rostvärgid ning teede ning muu infraehitusega seotud betoonitööd, veealused betoonitööd ja monoliitimine) |  | Cast in place concrete works | cast in place concrete works incl. concrete floors, foundations, underwater structures, infra structures etc.
| FA | Rakestamine |  |  | Shuttering
| FB | Sarrustamine |  |  | Reinforcement
| FC | Betoonimine |  |  | Concreting
| FD | Lahtirakestamine |  |  | Striking
| FE | Hooldus |  |  | Concrete curing
G? |  | Elementehitus | ehituselementide (betoon-puit-metall) montaaž hoonete, sildade ja infraehituses |  | Assembling of prefabricated structural elements | assembling structural elements from precast concrete, wood, steel etc. for buildings, bridges and infrastructures
H? |  | Müüritööd | tükkmaterjalidest (tellised, plokid, looduskivid, klaasplokid) ehitamine sise-ja välistöödel |  | Masonry works | building from bricks, blocks, natural stone, glass blocks etc. Inside and outside
J? |  | Puidutööd | puitkonstruktsioonide ehitus; sh puidust katuse-, seina- ja põrandatarindite ehitus; saunad jne |  | Structural timber works | building timber structures (roofs, walls, elements, floors, saunas etc.)
K? |  | Katusekattetööd | katusekattetööd koos sademeveesüsteemide ja turvavarustuse paigaldusega (va katuse kandekonstruktsiooni ehitus, mis läheb vastavalt elementehituse, puitkonstruktsioonide, betoonitööde vm alla) |  | Roof works | roof works including rainwater pipes and fittings and safety systems (excluding load bearing roof structure)
| KA | Rullmaterjalidest katused |  |  | Bitumen sheet roofs
| KB | Eterniitkatused |  |  | Fibre cement roofs
| KC | Kivikatused |  |  | Stone roofs
| KD | Puitkatused |  |  | Wood roofs
| KE | Haljas- ja rookatused |  |  | Green roofs
| KF | Plekkkatused |  |  | Metal roofs
| KG | Klaaskatused |  |  | Glass roofs
| KH | Plastkatused |  |  | Plastic roofs
| KJ | Bituumenpõhistest tükkmaterjalidest katused |  |  | Bitumen shingle roofs
L? |  | Isolatsioonitööd | hoonete ja rajatiste ehitustöödega seotud isolatsioonitööd (va hüdroisolatsioon katusekattetöödel) |  | Insulation and sealing works | thermal insulation and waterproofing
| LA | Hüdroisolatsioon |  |  | Hydroisolation
| LB | Soojusisolatsioonitööd |  |  | Thermal insulation
| LC | Heliisolatsioonitööd |  |  | Sound insulation
| LD | Tuuletõkketööd | tuuletõkkeplaatide, -paberite, -kangaste jm paigaldus |  | Wind boarding
| LE | Tuletõkketööd |  |  | Fire proofing
M? |  | Avatäidete paigaldamine ja klaasfassaaditööd | Akende, uste ja klaasfassaadide paigaldus |  | Installation of windows, doors and glass facades | installation of windows, doors and glass facades
| MA | Aknad |  |  | Windows
| MB | Uksed (välis) |  |  | Doors (external)
| MC | Siseuksed |  |  | Doors (internal)
| MD | Katuseaknad |  |  | Roof windows
| ME | Klaasfassaadid |  |  | Glass facades
N? |  | Välisviimistlustööd | hoonevälised viimistlustööd (sh plaatide paigaldus, krohvimine, vuukimine ja fassaadivarustuse paigaldus) |  | Exterior finishing works | exterior completion works: plastering, painting, facade works, tiling etc.
| NA | Fassaaditööd |  |  | Facade works
| NB | Krohvitööd |  |  | Plastering
| NC | Maalritööd |  |  | Painting
| ND | Plaatimistööd |  |  | Tiling
| NE | Ehitusplaatide paigaldus |  |  | Panel facade installation
P? |  | Hoonesisesed tarinditööd | hoonesiseste mittekandvate tarindite ehitamine ja paigaldus sh karkassitööd ja ehitusplaatide paigaldus, klaasplokkidest seinad jm) |  | Interior non-bearing element works | construction and installation of interior non-bearing elements (partitions and ceiling systems, suspended floors etc.)
| PA | Siseseinad |  |  | Partitions
| PB | Tõstetud põrandad |  |  | Suspended floors
| PC | Ripplagede ehitamine |  |  | Suspended ceilings
Q? |  | Siseviimistlustööd | hoonesisesed viimistlustööd |  | Interior finishing works | interior plastering, painting, tiling, cladding, flooring etc.
| QA | Plaatide paigaldus |  |  | Panel installation
| QB | Krohvitööd |  |  | Plastering
| QC | Maalritööd |  |  | Painting
| QD | Põrandakattetööd | sh PVC, vaip-, epopõrandakatted |  | Flooring | including vinyl, carpet and epoxy floors
| QE | Parketitööd | sh laud- ja laminaatparketi paigaldus |  | Parquet flooring | including solid wood and laminate floors
| QF | Plaatimistööd |  |  | Tiling
| QG | Tapeetimine |  |  | Wallpapering
| QH | Vuukimine |  |  | Sealing
R? |  | Hoonesiseste tehnosüsteemide ehitus | hoonesiseste tehnosüsteemide väljaehitamine |  | Interior HVAC works | interior HVAC works
| RA | Veevarustuse ja kanalisatsioonitorustike ehitus |  |  | Water supply and drainage works
| RB | Küttetorustike ehitus |  |  | Heating pipes
| RC | Ventilatsiooni ja kliimasüsteemide ehitus |  |  | Ventilation and climate control systems
| RD | Automaatikasüsteemide ehitus |  |  | Automated building systems
| RE | Elektritööd (kaablite paigaldus) |  |  | Electric systems (cable installation)
| RF | Nõrkvoolutööd (kaablite paigaldus) |  |  | Data and electronic systems (cable installation)
| RG | Tehnoloogilised seadmed (süsteemid) |  |  | Technological systems for built-in equipment
| RH | Veevarustuse- ja kanalisatsiooniseadmete paigaldus |  |  | Water supply and drainage equipment installation
| RJ | Kütteseadmete paigaldus |  |  | Heating equipment installation
| RK | Ventilatsiooni- ja kliimaseadmete paigaldus |  |  | Ventilation and climate control equipment installation
| RL | Automaatikaseadmete paigaldus |  |  | Automated systems equipment installation
| RM | Elektriseadmete ja valgustite paigaldus |  |  | Electric equipment and lighting installation
| RN | Nõrkvooluseadmete paigaldus |  |  | Data and electronic systems equipment installation
| RP | Tehnoloogiliste seadmete paigaldus |  |  | Installation of built-in equipment
S? |  | Sisustustööd ja seadmete paigaldamine | sisustuse, mööbli ja seadmete paigaldamine va tehnoloogilised seadmed ja tootmisliinid |  | Furnishing and equipment installation works | furnishing and equipment installation works excluding built-in equipment
T? |  | Välisvõrkude rajamine | ehitiseväliste tehnovõrkude rajamine ja liitumised |  | Exterior water and power supply, sewage, communication installation and related works | external water and power supply, sewage, communication installation and related works
| TA | Vee- ja kanalisatsioonitrasside rajamine |  |  | Water supply and drainage works
| TB | Gaasitrasside rajamine |  |  | Gas supply
| TC | Soojustrasside rajamine |  |  | Heating supply
| TD | Väliselektritööd |  |  | Electric cables
| TE | Välisnõrkvoolutööd |  |  | Data and electronic cables
| TF | Välisvalgustuse ja valgusfooride paigaldamine |  |  | Installation of external lighting and traffic lights
U? |  | Teede ja platside ehitus | teede ja platside rajamine - kõik teed ja väljakud (maanteed, kergliiklusteed, raudteed, lennuväli) ja platsid (kinnistul ja väljaspool) |  | Construction of roads and pavements | construction of roads (highways, pedestrian walkways and cycleways, railways, airport runways) and pavements (internal and external to the site)
| UA | Katendid | nt asfaltbetooni, sillutiskivide, äärekivide paigaldus, kivipurukatted |  | Pavements | e.g. asphalt, stone pavements, edging, kerbstones, gravel
| UB | Liikluskorraldus- ja ohutusvahendite paigaldus | sh liiklusmärkide, teepiirete ja -märgiste jm paigaldus |  | Road signs, markings and furniture, incl. traffic safety elements | including installation of traffic signs, road barriers etc.
| UC | Rööbasteede paigaldus | rööbasteede ja pöörmete paigaldus |  | Railway installation | railtracks and -systems
V? |  | Muud abitööd | ehitusega kaasnevad abitööd (sh kraana paigaldusega seotud tööd) |  | Temporary works | temporary works related to construction (including works related to the crane installation)
| VA | Tellingute paigaldamine |  |  | Scaffolding
| VB | Koristustööd |  |  | Cleaning
| VC | Ajutised ladustamistööd |  |  | Temporary storage

## PM
Class code | PM
Class desc | Maintenance
Version | 2022.10.0.1
Function | Element
Parameter name | AC275_cciPMcode
Parameter desc | AC280_cciPMterm
Level 1 | Level 2 | Level 3 | Mõiste (EE) | Definitsioon (EE) | Näited (EE) | Term (EN) | Definition (EN) | Examples (EN)
A?? |  |  | Haldamine |  |  | Management
| AA? |  | Kinnisvaraobjekti haldamiseks ettevalmistamine, objekti haldamise ülevõtmine ja konsulteerimine |  |  | Preparation for real estate management, taking over the management of the property and consulting
|  | AAA | Kinnisvaraobjekti haldamise ja majandamise üleandmine ning/või selle vastuvõtmine |  |  | Transfer and / or acceptance of the administration of real estate
|  | AAB | Kinnisvaraobjektiga seotud subjektide vajaduste selgitamine ja objekti tehnilise seisundi uuringud |  |  | Clarification of the needs of the subjects related to the real estate object and researches of the technical condition of the object
|  | AAC | Kinnisvaraobjekti korrashoiuga seotud sihtide ja eesmärkide püstitamine, sh korrashoiustrateegia ja korrashoiukava koostamine |  |  | Setting goals and objectives related to the maintenance of a real estate object, including preparation of a maintenance strategy and maintenance plan
|  | AAD | Pikaajalise (5–10 aastat) majanduskava koostamine kinnisvaraobjektile |  |  | Preparation of a long-term (5–10 years) economic plan for a real estate object
|  | AAE | Lühiajalise (1–5 aastat) majanduskava koostamine |  |  | Preparation of a short-term (1-5 years) economic plan
|  | AAF | Majanduskava elluviimise korraldamine |  |  | Organizing the implementation of the economic plan
|  | AAG | Majanduskava täitmise jälgimine/ kontrollimine ja analüüs |  |  | Monitoring / control and analysis of the implementation of the business plan
|  | AAJ | Muud kinnisvaraobjekti omaniku jaoks olulised ettevalmistavad tegevused |  |  | Other preparatory activities important for the owner of the real estate object
| AB? |  | Tehnohoolduse korraldamine kinnisvaraobjektil |  |  | Organization of maintenance on a real estate object
|  | ABA | Tehnohooldusena ettenähtud tegevusplaanide koostamine |  |  | Preparation of action plans for maintenance
|  | ABC | Tehnohoolduse hangete korraldamine |  |  | Organizing maintenance procurements
|  | ABD | Tehnohoolduse läbiviimiseks vajalike lepingute sõlmimine või sõlmimise korraldamine |  |  | Concluding or arranging the conclusion of contracts necessary for the performance of maintenance
|  | ABE | Sõlmitud tehnohoolduslepingute täitmise järelevalve |  |  | Monitoring the performance of concluded maintenance contracts
|  | ABF | Täidetavate või täidetud tehnohoolduslepingute käigu analüüs |  |  | Analysis of the progress of maintenance contracts performed or performed
|  | ABJ | Muud tehnohoolduslepingute tagamiseks vajalikud tegevused |  |  | Other activities necessary to secure maintenance contracts
| AC? |  | Heakorratööde korraldamine kinnisvaraobjektil |  |  | Arranging maintenance work on a real estate object
|  | ACA | Heakorratöödena ettenähtud tegevusplaanide koostamine |  |  | Preparation of action plans for maintenance work
|  | ACB | Heakorratööde hangete korraldamine |  |  | Procurement of maintenance work
|  | ACC | Heakorratööde läbiviimiseks vajalike lepingute sõlmimine või sõlmimise korraldamine |  |  | Concluding or arranging the conclusion of contracts necessary for the performance of maintenance work
|  | ACD | Sõlmitud heakorratööde lepingute täitmise järelevalve |  |  | Monitoring the performance of concluded maintenance contracts
|  | ACE | Täidetavate või täidetud heakorratööde lepingute käigu analüüs |  |  | Analysis of the progress of maintenance contracts to be performed or completed
|  | ACJ | Muud heakorratööde korraldamisega seotud tegevused |  |  | Other maintenance activities
| AD? |  | Ehitus- ja remonditööde korraldamine kinnisvaraobjektil |  |  | Organization of construction and repair works on real estate
|  | ADA | Lähteülesannete koostamine ehitus ja remondiprojektidele |  |  | Preparation of terms of reference for construction and repair projects
|  | ADB | Kavandatava projektiga seotud tööde hangete korraldamine |  |  | Procurement of works related to the proposed project
|  | ADC | Projektiga seotud tööde läbiviimiseks vajalike lepingute sõlmimine või sõlmimise korraldamine |  |  | Concluding or arranging the conclusion of contracts necessary for the performance of work related to the project
|  | ADD | Projektiga seotult sõlmitud lepingute täitmise järelevalve |  |  | Monitoring the implementation of contracts concluded in connection with the project
|  | ADE | Projekteerimise korraldamine |  |  | Design organization
|  | ADF | Omanikujärelevalve korraldamine |  |  | Organization of owner supervision
|  | ADJ | Muud ehitus- ja remonditööde korraldamisega seotud tegevused |  |  | Other building and repair activities
| AE? |  | Informatsiooni liikumise korraldamine korrashoiuobjektiga seotud osapoolte vahel |  |  | Arranging the flow of information between the parties involved in the maintenance facility
|  | AEA | Kinnisvaraobjekti omanike omavaheliste suhete korraldamine |  |  | Arranging the relations between the owners of a real estate object
|  | AEB | Kinnisvaraobjekti omaniku ja kasutajate vaheliste suhete korraldamine |  |  | Arranging the relationship between the owner and users of a real estate object
|  | AEC | Kinnisvaraobjekti kasutajate omavaheliste suhete korraldamine |  |  | Organizing the relations between the users of a real estate object
|  | AED | Korrashoiuobjekti omanike, kasutajate ja teenindajate omavaheliste suhete koordineerimine |  |  | Coordination of relations between owners, users and service providers of a maintenance facility
|  | AEE | Kinnisvaraobjekti kogu dokumentatsiooni korrashoid |  |  | Maintenance of all documentation of the real estate object
|  | AEF | Avarii-dispetšerteenistus |  |  | Emergency dispatch service
|  | AEJ | Muud tegevused |  |  | Other activities
| AF? |  | Tehnosüsteemide/-paigaldiste abil tagatavate teenuste vahendamise korraldamine kinnisvaraobjektil |  |  | Arranging the brokerage of services provided by technical systems / installations on a real estate object
|  | AFA | Lähteülesannete koostamine tehnosüsteemide abil tagatavate teenuste osutamiseks |  |  | Preparation of terms of reference for the provision of services provided by technical systems
|  | AFB | Tehnosüsteemide abil tagatavate teenuste osutamise hangete korraldamine |  |  | Procurement of services for the provision of services provided by technical systems
|  | AFC | Tehnosüsteemide abil tagatavate teenuste osutamiseks vajalike lepingute sõlmimine või sõlmimise korraldamine |  |  | Conclusion or organization of the conclusion of contracts necessary for the provision of services provided by means of technical systems
|  | AFD | Sõlmitud lepingute täitmise järelevalve |  |  | Monitoring the performance of concluded contracts
|  | AFE | Tehnosüsteemide abil osutatavate teenuste tarbimise jälgimine |  |  | Monitoring the consumption of services provided by utility systems
|  | AFF | Energiaauditi tegemine korrashoiuobjektil |  |  | Performing an energy audit on a maintenance site
|  | AFJ | Muud tehnosüsteemide abil teenuste osutamisega seotud tegevused |  |  | Other service activities incidental to technical service activities
| AG? |  | Tugiteenuste osutamise korraldamine kinnisvaraobjektil |  |  | Arranging the provision of support services on a real estate object
|  | AGA | Tugiteenuste osutamise kavade koostamine |  |  | Development of support service plans
|  | AGB | Tugiteenuste osutamise hangete korraldamine |  |  | Procurement of support services
|  | AGC | Tugiteenuste osutamiseks vajalike lepingute sõlmimine või sõlmimise korraldamine |  |  | Concluding or arranging the conclusion of contracts necessary for the provision of support services
|  | AGD | Tugiteenuste osutamiseks sõlmitud lepingute täitmise järelevalve |  |  | Monitoring the performance of contracts for the provision of support services
|  | AGE | Täidetavate või täidetud tugiteenuste lepingute käigu analüüs |  |  | Analysis of the progress of support contracts to be performed or performed
|  | AGJ | Muud tugiteenuste osutamisega seotud tegevused |  |  | Other support service activities
| AH? |  | Kinnisvaraobjekti omanikule vajalike lisateenuste korraldamine |  |  | Arranging additional services necessary for the owner of a real estate object
|  | AHA | Kinnisvaraobjekti korrashoiukulude jagamine kasutajate vahel; arvete ja makseteatiste vormistamine ning edastamine |  |  | Allocation of real estate maintenance costs between users preparation and transmission of invoices and payment notifications
|  | AHB | Laekumiste jälgimine ja arvestuse pidamine võlgnevuse üle (inkassoteenus) |  |  | Monitoring and recording of receivables (debt collection service)
|  | AHC | Raamatupidamise korraldamine |  |  | Accounting
|  | AHD | Majandustegevuse perioodide ja aastakava koostamine; riiklike aruannete koostamine ja esitamine |  |  | Preparation of periods of economic activity and annual plan preparation and submission of national reports
|  | AHE | Omaniku juriidiline nõustamine |  |  | Legal advice to the owner
|  | AHF | Omaniku tehniline nõustamine |  |  | Technical advice to the owner
|  | AHG | Vara hindamise korraldamine |  |  | Arranging property valuation
|  | AHH | Maakleriteenuse osutamine |  |  | Provision of brokerage services
|  | AHJ | Muud tegevused kinnisvaraobjekti finantsarvestuse tagamiseks |  |  | Other activities to ensure the financial accounting of real estate
| AJ? |  | Muud haldus- ja kinnisvarakeskkonna juhtimise tegevused |  |  | Other administrative and real estate management activities
|  | AJA | Haldamise üldkulud |  |  | Administrative overheads
|  | AJB | Kinnisvarakeskkonna juhtimise lisateenuste osutamine |  |  | Provision of additional real estate management services
B?? |  |  | Tehnohooldus |  |  | Technical maintenance
| BA? |  | Krundi rajatised |  |  | Plot of facilities
|  | BAA | Teekatendid |  |  | Road surfacing
|  | BAB | Sillad, trepid, truubid |  |  | Bridges, stairs, culverts
|  | BAE | Piirdeaiad, tarad, väravad, tugimüürid, jalutusaiad |  |  | Fences, fences, gates, retaining walls, walkways
|  | BAF | Väikehooned (katusealused, jäätmehoidlad, abihooned) |  |  | Small buildings (attics, waste storage facilities, auxiliary buildings)
|  | BAG | Veekogude (basseinid, tiigid, purskkaevud) korrashoid |  |  | Maintenance of water bodies (pools, ponds, fountains)
|  | BAH | Eritarindid |  |  | Special structures
|  | BAJ | Muud krundil alaliselt või ajutiselt paiknevad elemendid |  |  | Other elements permanently or temporarily located on the plot
| BB? |  | Ehitise põhitarindid |  |  | Building main structures
|  | BBA | Vundamendid ja alused |  |  | Foundations
|  | BBB | Kande, jäigastavad ja piirdetarindid |  |  | Stiffeners and railings
|  | BBC | Katused ja katuseräästad |  |  | Roofs and eaves
|  | BBD | Fassaadid ja fassaadielemendid |  |  | Facades and facade elements
|  | BBE | Aknad |  |  | Windows
|  | BBF | Välisuksed |  |  | Exterior doors
|  | BBG | Korstnad |  |  | Chimney
|  | BBH | Piksekaitsed |  |  | Lightning protection
|  | BBJ | Ehitise muud põhitarindid |  |  | Other main structures of the building
| BC? |  | Hoone siseruumide tarindid |  |  | Indoor structural
|  | BCA | Seinte pinnad |  |  | Wall surfaces
|  | BCB | Põrandakatted |  |  | Flooring
|  | BCC | Vaheseinad |  |  | Partitions
|  | BCD | Laed |  |  | Ceilings
|  | BCE | Avatäited |  |  | Thicknesses
|  | BCF | Ahjud, kaminad, pliidid ja muud küttekolded |  |  | Stoves, fireplaces, stoves and other heating furnaces
|  | BCJ | Muud siseruumides paiknevad elemendid |  |  | Other indoor elements
| BD? |  | Hoone keskkonnatehnika süsteemid |  |  | Building environmental systems
|  | BDA | Küttesüsteemid |  |  | Heating systems
|  | BDB | Veevarustussüsteemid |  |  | Water supply systems
|  | BDC | Kanalisatsiooni- ja drenaažisüsteemid |  |  | Sewerage and drainage systems
|  | BDD | Ventilatsioonisüsteemid |  |  | Ventilation systems
|  | BDE | Kliimaseadmed |  |  | Air conditioning
|  | BDF | Hooneautomaatika |  |  | Building automation
|  | BDG | Gaasipaigaldise ja erigaasivarustuse |  |  | Gas installation and special gas supply
|  | BDH | Suitsutõrje- ja suitsueemaldussüsteemid |  |  | Smoke control and smoke extraction systems
|  | BDJ | Muude ruumide keskkonnatingimusi kujundavad süsteemid |  |  | Other systems that shape environmental conditions in premises
| BE? |  | Elektripaigaldised |  |  | Electrical installation
|  | BEA | Käidukorraldus |  |  | Electrical installation operation management
|  | BEB | Käidutööd |  |  | Operation of electrical installation
|  | BEC | Turvavalgustussüsteemide käit |  |  | Operation of emergency lighting systems
|  | BED | Rikkevoolukaitse lülitite testimine |  |  | Testing RCDs
|  | BEE | Elektrotehnilised mõõtmised |  |  | Electrical measurements
|  | BEF | Elektripaigaldise korraline audit |  |  | Regular audit of the electrical installation
| BF? |  | Nõrkvoolupaigaldised |  |  | Low-current installation
|  | BFA | Arvutivõrk |  |  | Computer network
|  | BFB | Telefonivõrk |  |  | Telephone network
|  | BFC | Meediaedastussüsteem |  |  | Media transmission system
|  | BFD | Helindussüsteem, teadustussüsteem |  |  | Sound system, announcement system
|  | BFE | Tehnoseadmete ja -süsteemide jälgimise automaatika |  |  | Automation of monitoring of technical equipment and systems
|  | BFJ | Muud hooneautomaatika- ja andmesidesüsteemid |  |  | Other building automation and data communication systems
| BG? |  | Eriseadmed ja -süsteemid |  |  | Special equipment and systems
|  | BGA | Liftid, eskalaatorid ja tõsteseadmed |  |  | Elevators, escalators and lifting equipment
|  | BGB | Elektrisüsteemi eriseadmed (generaator, kondensaatorseade, UPS, RLA) |  |  | Electrical system special equipment (generator, capacitor, UPS, RLA)
|  | BGC | Transpordivahendid |  |  | Vehicles
|  | BGD | Liftide, eskalaatorite ja tõsteseadmete järelevaataja tegevused |  |  | Activities of supervisors for lifts, escalators and lifting equipment
|  | BGE | Tolmuärastus-süsteemid |  |  | Dust extraction systems
|  | BGF | Jäätmeärastus-süsteemid |  |  | Waste disposal systems
|  | BGG | Külmutussüsteemid |  |  | Refrigeration systems
|  | BGH | Suruõhusüsteemid |  |  | Compressed air systems
|  | BGJ | Muud erisüsteemid |  |  | Other special systems
| BH? |  | Turvasüsteemid |  |  | Security systems
|  | BHA | Automaatse tulekahju-signalisatsiooni-süsteem |  |  | Automatic fire alarm system
|  | BHB | Häireseadmestik |  |  | Alarm equipment
|  | BHC | Jälgimisseadmestik |  |  | Monitoring equipment
|  | BHD | Läbipääsu kontrollsüsteem |  |  | Access control system
|  | BHE | Automaatne tulekustutussüsteem |  |  | Automatic fire extinguishing system
|  | BHF | Muud turvasüsteemid |  |  | Other security systems
| BJ? |  | Muud tehnohooldusena käsitletavad tegevused |  |  | Other activities considered as technical maintenance
C?? |  |  | Heakorratööd |  |  | Maintenance work
| CA? |  | Kinnistu välisterritooriumi korrashoid (krundihooldus) |  |  | Maintenance of the outer territory of the immovable (plot maintenance)
|  | CAA | Sõiduteede ja parklate heakord |  |  | Maintenance of roads and car parks
|  | CAB | Kõnniteede ja radade heakord |  |  | Maintenance of sidewalks and paths
|  | CAC | Parkmetsade ja haljasalade heakord |  |  | Maintenance of park forests and green areas
|  | CAD | Looduslike metsaalade heakord |  |  | Management of natural forest areas
|  | CAE | Veekogude ja kaldaribade heakord |  |  | Maintenance of water bodies and riparian zones
|  | CAF | Spordi- ja mänguväljakute heakord |  |  | Maintenance of sports and playgrounds
|  | CAJ | Kinnistu välisterritooriumi muu korrashoid |  |  | Other maintenance of the external territory of a registered immovable
| CB? |  | Ehitiste välispiirete ja tarindite puhastamine (Ehitise välishooldus) |  |  | Cleaning of building envelopes and structures (Exterior building maintenance)
|  | CBA | Hoonete fassaadide puhastamine |  |  | Cleaning of building facades
|  | CBB | Akende ja vitriinide pesemine |  |  | Washing windows and display cases
|  | CBC | Katuste puhastamine |  |  | Cleaning the roofs
|  | CBD | Hoone fassaadide erielementide puhastamine |  |  | Cleaning of special elements of building facades
|  | CBE | Välistreppide süvapesu |  |  | Deep washing of external stairs
|  | CBF | Ehitise muude välispindade puhastamine |  |  | Cleaning of other external surfaces of a building
| CC? |  | Siseruumide koristus ja puhastus |  |  | Interior cleaning and cleaning
|  | CCA | Põhiotstarbeliste ruumide puhastamine ja koristamine |  |  | Cleaning and tidying of main premises
|  | CCB | Üldkasutatavate ruumide puhastamine ja koristamine |  |  | Cleaning and tidying of public spaces
|  | CCC | Tehniliste ruumide puhastamine ja koristamine |  |  | Cleaning and tidying up technical rooms
|  | CCD | Põrandate süvapesu |  |  | Deep floor cleaning
|  | CCE | Põrandate kaitsetöötlus |  |  | Floor protection treatment
|  | CCF | Ehituskonstruktsioonide ja tehnosüsteemide erakorralised puhastustööd |  |  | Extraordinary cleaning work on building structures and technical systems
|  | CCJ | Muu siseruumide koristus |  |  | Other indoor cleaning
| CD? |  | Jäätmekäitlus |  |  | Waste management
|  | CDA | Biojäätmete käitlus |  |  | Bio - waste management
|  | CDB | Papi ja paberi käitlus |  |  | Cardboard and paper handling
|  | CDC | Klaasist jäätmete käitlus |  |  | Glass waste management
|  | CDD | Metallijäätmete käitlus |  |  | Metal waste management
|  | CDE | Plastjäätmete käitlus |  |  | Plastic waste management
|  | CDF | Olmejäätmete käitlus |  |  | Municipal waste management
|  | CDG | Keskkonnale kahjulike jäätmete käitlus |  |  | Environmentally hazardous waste management
|  | CDH | Ehitusprahi käitlus |  |  | Construction waste treatment
|  | CDJ | Muude jäätmete käitlus |  |  | Other waste management
| CE? |  | Kahjurite tõrje |  |  | Pest control
|  | CEA | Kahjurputukate tõrje |  |  | Insect control
|  | CEB | Näriliste tõrje |  |  | Rodent control
|  | CEC | Hulkuvate koerte, kasside ning lindude püüdmine |  |  | Catching stray dogs, cats and birds
|  | CED | Mikroorganismide tõrje |  |  | Control of microorganisms
|  | CEJ | Muud tõrjetööd |  |  | Other control work
| CF? |  | Lippude heiskamine |  |  | Raising flags
|  | CFA | Riigilipu heiskamine |  |  | Hoisting the national flag
|  | CFB | Muude riikide ja riikide ühenduste lippude heiskamine |  |  | Hoisting the flags of other countries and associations of countries
|  | CFC | Firmade ja organisatsioonide lippude heiskamine |  |  | Hoisting the flags of companies and organizations
| CJ? |  | Muud heakorratööd |  |  | Other maintenance work
D?? |  |  | Renoveerimine |  |  | Renovation
| DA? |  | Krundi rajatiste renoveerimine |  |  | Renovation of plot facilities
| DB? |  | Ehitise põhitarindite renoveerimine |  |  | Renovation of the main structures of a building
| DC? |  | Hoonete siseruumides tehtav tarindite renoveerimine |  |  | Interior renovation of buildings
| DD? |  | Hoone keskkonnatehnika süsteemide renoveerimine |  |  | Renovation of building environmental engineering systems
| DE? |  | Elektripaigaldise renoveerimine |  |  | Renovation of electrical installations
| DF? |  | Nõrkvoolupaigaldise renoveerimine |  |  | Renovation of a low voltage installation
| DG? |  | Eriseadmete ja –süsteemide renoveerimine |  |  | Renovation of special equipment and systems
| DH? |  | Turvasüsteemide renoveerimine |  |  | Renovation of security systems
| DJ? |  | Muud kinnistu uuendamise ja muutmisega seotud tegevused |  |  | Other real estate renewal and alteration activities
E?? |  |  | Omanikukohustused |  |  | Obligations of owners
| EA? |  | Maksud, lõivud, tasud |  |  | Taxes, fees, charges
|  | EAA | Maamaks |  |  | Land tax
|  | EAB | Riigilõiv |  |  | State fee
|  | EAC | Kohalikud maksud (sh reklaamimaks) |  |  | Local taxes (incl. advertising tax)
|  | EAD | Kinnisvaramaks |  |  | Real estate tax
|  | EAH | Remondiraha tagastamine |  |  | Refund of repair money
|  | EAJ | Muud maksud, lõivud, tasud |  |  | Other taxes, fees, charges
| EB? |  | Omandiga seotud kohustused |  |  | Liabilities related to ownership
|  | EBA | Notaritasud |  |  | Notary fees
|  | EBB | Maakorralduse kulud |  |  | Land management costs
|  | EBC | Hindamisega seotud kulud |  |  | Evaluation costs
|  | EBD | Maakleritasud |  |  | Brokerage fees
|  | EBE | Hoonestusõigus |  |  | Right of superficies
|  | EBF | Servituudid |  |  | Easements
|  | EBG | Detailplaneeringu koostamine |  |  | Preparation of a detailed plan
|  | EBJ | Muud omandiga seotud kohustused |  |  | Other ownership liabilities
| EC? |  | Rahastamisega kaasnevad otsused ja kohustused |  |  | Financing decisions and commitments
|  | ECA | Intressid |  |  | Interest
|  | ECB | Ülekannete teenustasud |  |  | Transfer fees
|  | ECC | Pangaarve(te) hooldustasud |  |  | Bank account(s) maintenance fees
|  | ECD | Üüritasud |  |  | Rents
|  | ECE | Sihtotstarbelised maksed |  |  | Assigned payments
|  | ECF | Hooldustasud |  |  | Maintenance fees
|  | ECG | Haldustasud |  |  | Management fees
|  | ECH | Kapitalirendi nõude vähendamine |  |  | Reduction of finance lease receivables
|  | ECJ | Muud rahastamisega kaasnevad kohustused |  |  | Other financing liabilities
| ED? |  | Kindlustus |  |  | Insurance
|  | EDA | Kinnisvara kindlustus |  |  | Real estate insurance
|  | EDB | Kohustuste kindlustus |  |  | Liability insurance
|  | EDC | CAR (ehitustöövõtja koguriski kindlustus) |  |  | CAR (contractor's total risk insurance)
|  | EDD | Vara kindlustus |  |  | Property insurance
|  | EDE | Töötajate elukindlustus |  |  | Employee life insurance
|  | EDJ | Muud kindlustustasud |  |  | Other insurance premiums
| EE? |  | Liitumistasud (ühekordsed) ja liikmemaksud (regulaarsed) |  |  | Subscription fees (one-off) and membership fees (regular)
|  | EEA | Elektrienergia |  |  | Electricity
|  | EEB | Muud energialiigid |  |  | Other forms of energy
|  | EEC | Vesi ja kanalisatsioon |  |  | Water and sewerage
|  | EED | Andmeside ja kommunikatsioonisüsteemid |  |  | Data communication and communication systems
|  | EEE | Liikmelisus organisatsioonides |  |  | Membership in organizations
|  | EEJ | Muud liitumistasud ja liikmemaksud |  |  | Other subscription and membership fees
| EF? |  | Sanktsioonid |  |  | Sanctions
|  | EFA | Trahvid |  |  | Fines
|  | EFB | Viivised |  |  | Interest on late payments
|  | EFC | Kahjutasud |  |  | Damages
|  | EFD | Võlad |  |  | Debts
|  | EFE | Inkassoteenused |  |  | Collection services
|  | EFJ | Muud sanktsioonid |  |  | Other sanctions
| EG? |  | Kinnisvaraobjekti haldusmudeli loomisega seotud otsused |  |  | Decisions related to the creation of a real estate object management model
|  | EGA | Korteriühistu asutamine |  |  | Establishment of an apartment association
|  | EGB | Hooneühistu asutamine |  |  | Establishment of a building association
|  | EGC | Valitseja määramine/valimine |  |  | Assigning / selecting a ruler
|  | EGD | Haldaja valimine |  |  | Selecting an administrator
|  | EGJ | Muud haldusmudeli loomisega seotud tegevused |  |  | Other administrative modeling activities
| EH? |  | Omandiõiguse muutumisega seotud otsused |  |  | Decisions on changes in ownership
|  | EHA | Maa erastamine |  |  | Privatization of land
|  | EHB | Omandi ümberjagamine |  |  | Redistribution of property
|  | EHC | Omandi võõrandamine |  |  | Transfer of ownership
|  | EHD | Omandi koormamine |  |  | Encumbrance of property
|  | EHJ | Muud omandi muutumisega seotud tegevused |  |  | Other activities related to change of ownership
| EJ? |  | Muud omandist tulenevad ja selle valdamisega seotud otsused ja tegevused |  |  | Other ownership decisions and activities
F?? |  |  | Tarbimisteenused |  |  | Consumption services
| FA? |  | Elektrienergia |  |  | Electricity
|  | FAA | Elektrienergia üldkulu kinnistul/hoones |  |  | Total electricity consumption in the property / building
|  | FAB | Eriseadmete poolt tarbitava energia kulu |  |  | Energy consumption by special equipment
|  | FAC | Elektrienergia kasutajatele vahendatud kulu |  |  | Cost passed on to electricity users
|  | FAJ | Muud elektrienergia kasutamisega seotud kulud |  |  | Other costs related to the use of electricity
| FB? |  | Soojusenergia |  |  | Thermal energy
|  | FBA | Kulu tsentraalse keskküttega kütmiseks |  |  | Cost of central heating
|  | FBB | Kivisöel töötava katlamaja küttekulu |  |  | Heating cost of a coal-fired boiler house
|  | FBC | Maagaasil töötava katlamaja küttekulu |  |  | Heating cost of a natural gas boiler house
|  | FBD | Küttepuude ja muu tahke kütusega kütmise kulu |  |  | Cost of heating firewood and other solid fuels
|  | FBE | Soojusenergia kulu sooja vee tagamiseks |  |  | Heat energy consumption for hot water
|  | FBJ | Muude kütteks kasutatavate energialiikide kulud |  |  | Expenditure on other forms of energy used for heating
| FC? |  | Vesi ja kanalisatsioon |  |  | Water and sewerage
|  | FCA | Vee üldkulu kinnistul/hoones |  |  | Total water consumption in the property / building
|  | FCB | Eriseadmete poolt tarbitav veekulu |  |  | Water consumption by special equipment
|  | FCC | Kasutajatele vahendatav külma vee kulu |  |  | User-mediated cold water consumption
|  | FCD | Kasutajatele vahendatav sooja vee kulu |  |  | User-mediated hot water consumption
|  | FCE | Tsentraalne kanalisatsioon |  |  | Central sewerage
|  | FCF | Kohalik kanalisatsioon |  |  | Local sewerage
|  | FCJ | Muu vee ja kanalisatsiooniteenuse kasutamisega seonduv kulu |  |  | Other costs related to the use of water and sewerage services
| FD? |  | Kommunikatsiooni teenused |  |  | Communication services
|  | FDA | Andmeside |  |  | Data communication
|  | FDB | Kaabel TV |  |  | Satellite TV
|  | FDC | Telefon |  |  | Phone
|  | FDJ | Muude kommunikatsiooniteenuste kulud |  |  | Expenditure on other communication services
G?? |  |  | Tugiteenused |  |  | Support services
| GA? |  | Valveteenus |  |  | Security service
|  | GAA | Mehitatud valve |  |  | Manned guarding
|  | GAB | Mehitatud turvateenus |  |  | Manned security service
|  | GAC | Relvastatud turvateenus |  |  | Armed security service
|  | GAD | Tehniline valveteenus |  |  | Technical security service
|  | GAE | Naabrivalve |  |  | Neighbourhood watch
|  | GAF | Valvedispetšeri teenus |  |  | Security dispatcher service
|  | GAJ | Muud valve ja turvateenused (vajaduse korral loetleda) |  |  | Other security and safety services (list as appropriate)
| GB? |  | Parkimisteenus |  |  | Valet parking
|  | GBA | Märgistuse kavandamine ja teostamine |  |  | Label design and implementation
|  | GBB | Parkimise korraldamine |  |  | Parking arrangements
|  | GBC | Parkimistasude kogumise korraldamine |  |  | Arranging the collection of parking fees
|  | GBD | Parkimiskohtade kasutamine ajatasu alusel |  |  | Use of parking spaces on a fee or contract basis
|  | GBJ | Muud parkimise korraldamise meetmed |  |  | Other parking management measures
| GC? |  | Bürooteenused |  |  | Office functions
|  | GCA | Posti ja kullerteenuse korraldamine |  |  | Postal and courier activities
|  | GCB | Paljundamine ja heli ning video salvestamine |  |  | Copying and recording audio and video
|  | GCC | Konverentside ja nõupidamiste korraldamine |  |  | Organization of conferences and conferences
|  | GCD | Ruumide kasutamine ajatasu alusel |  |  | Use of premises on a fee or contract basis
|  | GCJ | Muud bürooteenused |  |  | Other office functions
| GD? |  | Teenused ruumide kasutamisel |  |  | Services for the use of premises
|  | GDA | Kolimisteenused |  |  | Removal services
|  | GDB | Mööbli ja muu sisseseade remont |  |  | Repair of furniture and other equipment
|  | GDC | Hoone siltide ja reklaami korraldamine |  |  | Arranging of signs and advertising in buildings
|  | GDD | Ruumide kasutaja vajadustest tulenev pisiremont |  |  | Minor repairs due to the needs of the user of the premises
|  | GDJ | Muud korraldatavad teenused |  |  | Other organized services
| GE? |  | Toitlustuse korraldamine |  |  | Catering
|  | GEA | Statsionaarse söögikoha loomine |  |  | Creation of a stationary canteen
|  | GEB | Toitlustuse korraldamine üritustel (catering) |  |  | Event catering
|  | GEC | Toitlustus- ja joogiautomaatide töökorras hoidmine |  |  | Maintenance of catering and beverage vending machines
|  | GEJ | Muud toitlustuse teenused |  |  | Other catering services
| GJ? |  | Muud tugiteenused |  |  | Other support services
H?? |  |  | Arendamine |  |  | Development
| HA? |  | Uuringud ja kavandamine, sh projekteerimine |  |  | Research and design, including design
| HB? |  | Ehitustööd |  |  | Construction work
| HC? |  | Koordineerimine ja kontroll |  |  | Coordination and control
J?? |  |  | Tulud |  |  | Revenue
| JA? |  | Osamaksud (sissemaksed põhikapitali) |  |  | Contributions (contributions to fixed capital)
|  | JAA | Korteriühistu osamaksud |  |  | Apartment association contributions
|  | JAB | Elamuühistu osamaksud |  |  | Housing association contributions
|  | JAC | Äriühingu osamaksud (sh aktsiakapital) |  |  | Company contributions (incl. share capital)
|  | JAJ | Muud põhikapitali osamaksud |  |  | Other fixed capital contributions
| JB? |  | Sihtmaksed (majandamise kulude kate) |  |  | Target payments (cover for management costs)
|  | JBA | Haldusteenuse maksed (tegevused A??) |  |  | Administrative service payments (activities A??)
|  | JBB | Tehnohoolduse maksed (tegevused B??) |  |  | Technical maintenance payments (activities B??)
|  | JBC | Heakorratööde maksed (tegevused C??) |  |  | Maintenance payments (activities C??)
|  | JBD | Parendustööde maksed (tegevused D??) |  |  | Improvement payments (activities D??)
|  | JBE | Omanikukohustuste maksed (tegevused E??) |  |  | Payments on owner-occupied liabilities (activities E??)
|  | JBF | Tarbimisteenuste maksed (tegevused F??) |  |  | Payments for consumer services (activities F??)
|  | JBG | Tugiteenuste maksed (tegevused G??) |  |  | Support payments (activities G??)
|  | JBH | Arendustööde maksed (tegevused H??) |  |  | Development payments (activities H??)
|  | JBJ | Muude teenuste maksed |  |  | Payments for other services
| JC? |  | Kohaliku omavalitsuse toetused |  |  | Local government grants
| JD? |  | Annetused, grandid |  |  | Donations, grants
| JE? |  | Reservfond |  |  | Reserve fund
|  | JEA | Parendusfondi maksed |  |  | Improvement fund payments
|  | JEB | Amortisatsioonifondi maksed |  |  | Depreciation fund payments
|  | JEC | Ettemaksed (eelmise perioodi jääk) |  |  | Advances (balance from previous period)
| JF? |  | Laenud (sh ettemaksud) |  |  | Loans (incl. prepayments)
| JG? |  | Rent |  |  | Rent
|  | JGA | Rent eluruumide kasutamisest (üür) |  |  | Rent of dwellings (rent)
|  | JGB | Rent mitteeluruumide kasutamisest |  |  | Renting of non-residential premises
|  | JGC | Rent teenindusruumide kasutamisest |  |  | Rent for the use of service premises
|  | JGD | Rent abiruumide kasutamisest |  |  | Renting of auxiliary premises
|  | JGE | Rent muude ehitiste kasutamisest |  |  | Renting of other buildings
|  | JGF | Rent kinnistu kasutamisest |  |  | Rent for use of real estate
|  | JGG | Rent krundi ja ehitiste konstruktsioonide kasutamisest |  |  | Rent for the use of land and building structures
| JJ? |  | Muud katteallikad |  |  | Other sources of coverage
K?? |  |  | Teehooldetööd |  |  | Road maintenance work
| KA? |  | Suvised hooldustööd |  |  | Summer maintenance
|  | KAA | Teemaa hooldamine - niitmine, võsa raiumine ja koristamine, üksikute puude mahavõtmine, haljastuse kahjustuste parandamine, hekkide pügamine |  |  | Maintenance of the theme - mowing, cutting and cleaning shrubs, removing individual trees, repairing damage to landscaping, pruning hedges
|  | KAB | Tee mulde ja kraavide hooldamine - vigastuste likvideerimine, vee äravoolurennide ja kraavide puhastamine |  |  | Maintenance of road embankments and ditches - elimination of injuries, cleaning of water drainage gutters and ditches
|  | KAC | Katete lappimine - püsi ja kergkattesse tekkinud löökaukude, pragude ja vuukide täitmine, ribapindamine lappimise lõikudel |  |  | Pavement patching - filling of potholes, cracks and joints in permanent and light pavements, strip coating on patching sections
|  | KAD | Teepeenarde korrastamine - mahalõikamine, täitmine ja planeerimine |  |  | Roadside arrangement - cutting, filling and planning
|  | KAE | Truupide hoole - voolusängide puhastamine, päiste ja tiibmüüride vigastuste parandamine, isolatsiooni parandamine, kindlustuse tegemine või parandamine |  |  | Tortoise care - cleaning of stream beds, repairing damage to headers and wing walls, repairing insulation, providing insurance or repairing
|  | KAF | Teenindusrajatiste hoole - parklate puhkeplatside, ooteplatvormide jm teenindusrajatiste juurde kuuluva varustuse (istepingid, lauad, prügikastid) korrastamine |  |  | Maintenance of service facilities - arrangement of equipment (benches, tables, rubbish bins) belonging to the rest areas of parking lots, waiting platforms and other service facilities
|  | KAG | Puhastus- ja korrastustööd - katte puhastamine tolmust, porist; libedustõrje jääkidest, võõrkehade eemaldamine teelt ja teemaalt, puhkeplatside, parklate, kõnni- ja jalgrattateede, laoplatside ja autobussipeatuste territooriumi puhastamine, „higistavatele“ kohtadele sõelmete puistamine |  |  | Cleaning and tidying works - cleaning the cover from dust and dirt anti-slip residues, removal of foreign bodies from the road and the subject, cleaning of the territory of rest areas, car parks, footpaths and cycle paths, storage areas and bus stops, sprinkling of sieves on "sweaty" places
|  | KAH | Märgistustööd – märgistuse uuendamine |  |  | Marking works - renewal of marking
|  | KAJ | Liikluskorraldusvahendid – liiklusmärkide, tekstiliste juhatusmärkide, tähispostide ja kaitsepiirete puhastamine, korrastamine, asendamine |  |  | Traffic management equipment - cleaning, tidying up, replacement of traffic signs, text control signs, signposts and guardrails
|  | KAK | Kruusateede profileerimine - konaruste mahalõikamine, aukude ja lohkude täitmine, kattele vajaliku profiili andmine |  |  | Profiling of gravel roads - cutting off bumps, filling holes and depressions, giving the necessary profile to the pavement
|  | KAL | Tolmutõrje – suure liiklusega lõikudel tolmutõrje tegemine |  |  | Dust control - dust control on high-traffic sections.
| KB? |  | Talvised hooldetööd |  |  | Winter maintenance
|  | KBA | Lume tõrjumine esi- ja külgsahkadega ning alusteradega |  |  | Snow repellent with front and side plows and base blades
|  | KBB | Libeduse tõrje puisturiga |  |  | Anti-slip sprayer
|  | KBC | Mehaaniline karestamine tapp- või võrkteradega |  |  | Mechanical roughening with dowels or netting blades

## PL
Class code | PL
Class desc | Lifecycle
Version | 2022.10.0.1
Function | Element
Parameter name | AC285_cciPLcode
Parameter desc | AC290_cciPLterm
Level 1 | Level 2 | Level 3 | Mõiste (EE) | Definitsioon (EE) | Näited (EE) | Term (EN) | Definition (EN) | Examples (EN)
A?? |  |  | Portfelli juhtimine |  |  | Portfolio management
| AA? |  | Tegevused portfelliga |  |  | Portfolio operations
|  | AAA | Portfelli strateegia | arendada välja ja säilitada portfelli strateegiat, plaane ja eelistusi |  | Portfolio strategy | develop and maintain portfolio strategy, plans and capital project priorities
|  | AAB | Portfellist tulenevad tingimused | luua ja säilitada portfelli strateegilist lähteülesannet |  | Portfolio requirements | create and maintain strategic brief for the portfolio
|  | AAC | Projekti algatamine | strateegiline lähteülesanne konkreetsele projektile, sh äri- js muud tingimused ning tellija funktsionaalne lähteülesanne; algatada ja anda volitused projekti alustamiseks, et rahuldada nõudmisi |  | Project initiation | strategic brief for this specific project, including business and other requirements, and client's functional brief. initiate and authorize start of project to satisfy requirements
| AB? |  | Projekti eelsed etapid |  |  | Pre-project stages
|  | ABA | Vajaduse kontseptsioon | määratleda potentsiaalsed lahendusvõimalused vajadusele; määratleda tasuvustegurid; avardada lähteülesannet, mis nüüd sisaldab tellija üldisi nõudmisi |  | Conception of need | identify potential solution options to the need; identify feasibility factors; amplify the briefing document, which now includes client's general requirements
|  | ABB | Tasuvus (uuringud/hinnangud) | uurida lahendusvõimalusi etapis 1 pakutud variantidele; viia läbi tasuvusuuring soovitatud võimalusele, sh hanke protsessile; määratleda projekt selle lähteülesandes |  | Feasibility | examine the feasibility of solution options presented in stage one; conduct substantive feasibility study of recommended option(s), including of procurement process; define the project in a project brief
|  | ABC | Lubade saamine | valida hankeprotsess soovitatud variandile; koostada eelarve ja muud dokumendid heakskiidu saamiseks; saada finants-heakskiit |  | Authorization | select procurement process(es) for recommended option(s). assemble budget and other documents for approval. gain formal approval
|  | ABD | Esimene hange | korraldada esmane hange vastavalt heakskiidetud protseduurile |  | First procurement | conduct initial procurement according to the approved process
B?? |  |  | Projekti elluviimine |  |  | Project delivery
| BA? |  | Projekteerimine |  |  | Design
|  | BAA | Esialgne või eskiislahend | luua põhilised projektlahendi elemendid ja kavandi võimalused, mis põhinevad valitud lahendusvõimalustel |  | Initial or outline conceptual design | create major design elements and design options based on the solution option(s) selected
|  | BAB | Eelprojekt | teha esmane projektlahend, et alustada projekteerimisega; arendada välja kasutamise ja hooldamise lähteülesanded |  | Preliminary design | do preliminary design up to start of construction design. develop operations brief and maintenance brief
|  | BAC | Üksikasjalik põhiprojekt | arendada ehitusdokumendid, sh töödokumendid ja detailsed töökirjeldused |  | Detailed (coordinated) design | develop construction documents including working drawings and detailed specifications
|  | BAD | Ehitushange | juhtida hanget ja ehituse töövõttu, kui sellega pole veel alustatud integreeritud hanke protsessis või ostude või rentimistega |  | Construction procurement | conduct tendering and procurement of construction, if not already committed in an integrated procurement process or not a purchase or lease
| BB? |  | Teostamine, teostus |  |  | Execution
|  | BBA | Tootmisinfo | lõpetada põhilised lõpptulemused (nt elektroonilised või muud dokumendid) ja alustada ehitamisega |  | Production information | finalize all major deliverables (e.g. electronic and other documents) and proceed to construction
|  | BBB | Ehitamine | ehitada |  | Construction | construct the project
|  | BBC | Kasutuselevõtmine | valmistada ette, täpsustada programm, korraldada üleandmine, kaasajastada dokumendid, hõivata objekt |  | Commissioning | prepare, fine-tune programming/briefing, conduct handover, update documentary deliverables, move-in, shakedown and verify
C?? |  |  | Varahaldamine |  |  | Property management
| CA? |  | Korrashoid |  |  | Maintenance
|  | CAA | Seadmete kasutamine | kasutada algse garantiiaja jooksul; kasutada edasise aja jooksul , sh sisseostetud teenuste haldamine |  | Asset operations | operate during initial warranty period. operate during continued use (includes management of outsourced services)
|  | CAB | Korrashoid ja seisundi tagamine | hooldada kasutamise ajal; jälgida seisundit; juhtida seisundist tulenevaid projekte ning muid tegevusi |  | Maintenance and condition management | maintain during use. monitor condition. conduct condition related projects and other actions
| CB? |  | Kasutamine |  |  | Usage
|  | CBA | Kasutajate tugikeskkonna tagamine | kasutajad administreerivad ja kasutavad oma ruume |  | Occupants’ facility administration | occupants administer and use their facilities
|  | CBB | Taasväärtustamine, kohandamine, muutmine, kasutamine muutmine | tagada põhilised remondid, asendamised ja kohandamised või muudatused |  | Refurbishment, adaption, alteration, change of use | provide major repairs, replacements and adaptions or alterations
|  | CBC | Funktsionaalse kasutuse muutus kasutajate poolt | reageerida tellija muudatustele funktsioonis või funktsionaalsetele vajadustele |  | Change of functional use by occupant | respond to client's changes in function or functional needs
D?? |  |  | Taaskasutamiseks ümbertöötlemine |  |  | Disposal
| DA? |  | Staatuse muutmine |  |  | Status change
|  | DAA | Ettevalmistamine ümbertöötlemiseks | otsustada, plaanida ja valmistada ette lõpetamine/loobumine |  | Disposal preparation | decide, plan and prepare to dispose
|  | DAB | Üleandmine | loobuda tiitlist või kontrollimisõigusest |  | Transfer | dispose of title or control
|  | DAC | Endise olukorra taastamine | taastada või ennistada vara kui vara |  | Reinstatement | recover or reinstate facility as an asset
| DB? |  | Eluea lõpp |  |  | End of life
|  | DBA | Kasutamisest loobumine | kasutamisest loobumine |  | Decommissioning | decommissioning
|  | DBB | Demonteerimine | demonteerimine |  | Deconstruction | deconstruction
|  | DBC | Taaskasutamine | ringlus |  | Recycling | recycling
|  | DBD | Lammutamine | lammutamine |  | Demolition | demolition

## EN-Revisions
Date | Current file version | New file version | Class table |  |  | Reference class code (if affected) | Current cell reference | Current value | New cell reference | New value | Description (EN) | Description (EE)
|  |  | Name | Previous version (if affected) | New version (if affected)
2020-10-31 | 2020.10.0.0 | 2020.10.0.0 | CS | 2020.10.0.1 | 2020.10.0.1 | ABF | C20 | ABF | C20 | ABF | This is sample row, no change is made | See on näidisrida, muudatust ei ole tehtud
2020-10-31 | 2020.10.0.0 | 2020.10.0.1 | "All" | n/a | n/a | n/a | n/a | n/a | n/a | n/a | Released with local tables | Kõik tabelid avalikustatud
2021-05-03 | 2020.10.0.1 | 2021.05.0.1 | CO | 2020.10.0.1 | 2021.05.0.1 | BXB | C97 | BXB | C97 | BXA | Dublicate, should be BXA (term, definition) | Duplikaat, peab olema BXA
2021-05-03 | 2020.10.0.1 | 2021.05.0.1 | CO | 2020.10.0.1 | 2021.05.0.1 | BXB | C98 | BXB | C98 | BXB | Term, definition fixed | Ingliskeelne mõiste, kirjeldus korrigeeritud
2021-05-03 | 2020.10.0.1 | 2021.05.0.1 | CO | 2020.10.0.1 | 2021.05.0.1 | PGL | G437 | Humidity indicator | G437 | Level indicator | Wrong term used | Kasutusel vale mõiste
2021-05-03 | 2020.10.0.1 | 2021.05.0.1 | CO | 2020.10.0.1 | 2021.05.0.1 | PGL | H437 | scalar display representing humidity | H437 | scalar display representing level | Wrong description used | Kasutusel vale kirjeldus
2021-05-03 | 2020.10.0.1 | 2021.05.0.1 | CO | 2020.10.0.1 | 2021.05.0.1 | RLC | G525 | Speed bump | G525 | Brake | Wrong term used | Kasutusel vale mõiste
2021-05-03 | 2020.10.0.1 | 2021.05.0.1 | CO | 2020.10.0.1 | 2021.05.0.1 | RLC | H525 | movement restricting object by preventing high speed of another object | H525 | movement restricting object by reducing the speed of or stopping another object | Wrong description used | Kasutusel vale kirjeldus
2021-05-03 | 2020.10.0.1 | 2021.05.0.1 | CO | 2020.10.0.1 | 2021.05.0.1 | RLD | C526 | RLC | C526 | RLD | Should be RLD | Peab olema "RLD"
2021-05-03 | 2020.10.0.1 | 2021.05.0.1 | CS | 2020.10.0.1 | 2021.05.0.1 | BA | G25 | n/a | G25 | Workspace | Term added | Mõiste lisatud
2021-05-03 | 2020.10.0.1 | 2021.05.0.1 | CS | 2020.10.0.1 | 2021.05.0.1 | BA | H26 | n/a | H26 | space for human activity for producing an immaterial result | Description added | Kirjeldus lisatud
2021-05-03 | 2020.10.0.1 | 2021.05.0.1 | CS | 2020.10.0.1 | 2021.05.0.1 | CAM | G72 | n/a | G72 | Explosives space | Missing text fields | Puuduolev tekstiväli
2021-05-03 | 2020.10.0.1 | 2021.05.0.1 | CS | 2020.10.0.1 | 2021.05.0.1 | CAM | H72 | n/a | H72 | material storage space for explosives | Missing text fields | Puuduolev tekstiväli
2021-05-03 | 2020.10.0.1 | 2021.05.0.1 | CS | 2020.10.0.1 | 2021.05.0.1 | CAN | G73 | n/a | G73 | Stockroom | Missing text fields | Puuduolev tekstiväli
2021-05-03 | 2020.10.0.1 | 2021.05.0.1 | CS | 2020.10.0.1 | 2021.05.0.1 | CAN | H73 | n/a | H73 | material storage space for products, goods and cargo | Missing text fields | Puuduolev tekstiväli
2021-05-03 | 2020.10.0.1 | 2021.05.0.1 | CS | 2020.10.0.1 | 2021.05.0.1 | CBA | C75 | n/a | C75 | CBA | Missing code | Puuduolev kood
2021-05-03 | 2020.10.0.1 | 2021.05.0.1 | CS | 2020.10.0.1 | 2021.05.0.1 | FBD | G128 | n/a | G128 | Animal path | Missing text fields | Puuduolev tekstiväli
2021-05-03 | 2020.10.0.1 | 2021.05.0.1 | CS | 2020.10.0.1 | 2021.05.0.1 | FBD | H128 | n/a | H128 | active transportation space for animals | Missing text fields | Puuduolev tekstiväli
2021-05-03 | 2020.10.0.1 | 2021.05.0.1 | CS | 2020.10.0.1 | 2021.05.0.1 | FC | G129 | n/a | G129 | Aircraft traffic space | Missing text fields | Puuduolev tekstiväli
2021-05-03 | 2020.10.0.1 | 2021.05.0.1 | CS | 2020.10.0.1 | 2021.05.0.1 | FC | H129 | n/a | H129 | traffic space for aircrafts | Missing text fields | Puuduolev tekstiväli
2021-05-03 | 2020.10.0.1 | 2021.05.0.1 | CS | 2020.10.0.1 | 2021.05.0.1 | FCB | G131 | n/a | G131 | Taxiway | Missing text fields | Puuduolev tekstiväli
2021-05-03 | 2020.10.0.1 | 2021.05.0.1 | CS | 2020.10.0.1 | 2021.05.0.1 | FCB | H131 | n/a | H131 | aircraft traffic space for taxiing | Missing text fields | Puuduolev tekstiväli
2021-06-02 | 2021.05.0.1 | 2021.06.0.1 | CS | 2020.05.0.1 | 2021.06.0.1 | BEB | G56 | Dining space | G56 | Hall | Wrong term used | Kasutusel vale mõiste
2021-06-02 | 2021.05.0.1 | 2021.06.0.1 | CS | 2021.05.0.1 | 2021.06.0.1 | BEB | H56 | assembly space for consumption of food | H56 | assembly space for social events | Wrong description used | Kasutusel vale kirjeldus
2021-06-02 | 2021.05.0.1 | 2021.06.0.1 | CO | 2021.05.0.1 | 2021.06.0.1 | GRA | G289 | Solar tower | G289 | Solar panel | Wrong term used | Kasutusel vale mõiste
2021-06-02 | 2021.05.0.1 | 2021.06.0.1 | CO | 2021.05.0.1 | 2021.06.0.1 | GRA | H289 | Solar to thermal energy generating object generating a fluid flow | H289 | Solar to thermal energy generating object into a fluid thermal flow | Wrong description used | Kasutusel vale kirjeldus
2021-06-02 | 2021.05.0.1 | 2021.06.0.1 | CO | 2021.05.0.1 | 2021.06.0.1 | GRB | G290 |  | G290 | Solar tower | Missing text fields | Puuduolev tekstiväli
2021-06-02 | 2021.05.0.1 | 2021.06.0.1 | CO | 2021.05.0.1 | 2021.06.0.1 | GRB | H290 |  | H290 | Solar to thermal energy generating object generating a fluid flow | Missing text fields | Puuduolev tekstiväli
2021-06-02 | 2021.05.0.1 | 2021.06.0.1 | RA | 2021.05.0.1 | 2021.06.0.1 | C | G43 |  | G43 | Executors | Missing text fields | Puuduolev tekstiväli
2021-08-19 | 2021.06.0.1 | 2021.08.0.1 | RI | 2021.06.0.1 | 2021.08.0.1 | AN070 |  |  |  | CAD layer | Standard correction | Standard korrigeerimine
2021-08-19 | 2021.06.0.1 | 2021.08.0.1 | RI | 2021.06.0.1 | 2021.08.0.1 | AN260 |  |  |  | Reference designation | Standard correction, term unified in Estonian | Standardi korrigeerimine, mõiste ühtlustamine
2021-08-19 | 2021.06.0.1 | 2021.08.0.1 | RI | 2021.06.0.1 | 2021.08.0.1 | CA300 |  |  |  | Sound absorption coefficient | Standard check | Standardist lähtuv kontroll
2021-08-19 | 2021.06.0.1 | 2021.08.0.1 | RI | 2021.06.0.1 | 2021.08.0.1 | CA545 |  |  |  | Sound reduction index (R) | Standard check | Standardist lähtuv kontroll
2021-08-19 | 2021.06.0.1 | 2021.08.0.1 | RI | 2021.06.0.1 | 2021.08.0.1 | CA550 |  |  |  | Weighted sound reduction index (RW) | Standard correction, term unified | Standardi korrigeerimine, mõiste ühtlustamine
2021-08-19 | 2021.06.0.1 | 2021.08.0.1 | RI | 2021.06.0.1 | 2021.08.0.1 | CB060 |  |  |  | Air permeability | Standard correction, term unified | Standardi korrigeerimine, mõiste ühtlustamine
2021-08-19 | 2021.06.0.1 | 2021.08.0.1 | RI | 2021.06.0.1 | 2021.08.0.1 | CB090 |  |  |  | Air radon concentration | Standard check | Standardist lähtuv kontroll
2021-08-19 | 2021.06.0.1 | 2021.08.0.1 | RI | 2021.06.0.1 | 2021.08.0.1 | CB120 |  |  |  | Air tightness | Combined with CB060 | Kombineeritud omadusega CB060
2021-08-19 | 2021.06.0.1 | 2021.08.0.1 | RI | 2021.06.0.1 | 2021.08.0.1 | CB140 |  |  |  | Air cleanliness class | Standard correction, term unified | Standardi korrigeerimine, mõiste ühtlustamine
2021-08-19 | 2021.06.0.1 | 2021.08.0.1 | RI | 2021.06.0.1 | 2021.08.0.1 | CB150 |  |  |  | Filter class (general ventilation) | Standard correction, term unified, predefined values | Standardi korrigeerimine, mõiste ühtlustamine, eeldefineeritud väärtused
2021-08-19 | 2021.06.0.1 | 2021.08.0.1 | RI | 2021.06.0.1 | 2021.08.0.1 | CB160 |  |  |  | Filter class (high efficiency) | Standard correction, term unified | Standardi korrigeerimine, mõiste ühtlustamine
2021-08-19 | 2021.06.0.1 | 2021.08.0.1 | RI | 2021.06.0.1 | 2021.08.0.1 | CB220 |  |  |  | Leakage class of casing | Standard correction, term unified | Standardi korrigeerimine, mõiste ühtlustamine
2021-08-19 | 2021.06.0.1 | 2021.08.0.1 | RI | 2021.06.0.1 | 2021.08.0.1 | CB230 |  |  |  | Leakage performance class | Standard correction, term unified | Standardi korrigeerimine, mõiste ühtlustamine
2021-08-19 | 2021.06.0.1 | 2021.08.0.1 | RI | 2021.06.0.1 | 2021.08.0.1 | CB240 |  |  |  | Air tightness class | Standard correction, term unified, predefined values | Standardi korrigeerimine, mõiste ühtlustamine, eeldefineeritud väärtused
2021-08-19 | 2021.06.0.1 | 2021.08.0.1 | RI | 2021.06.0.1 | 2021.08.0.1 | CD150 |  |  |  | Corrosivity category | Combined with CD200 | Kombineeritud omadusega CD200
2021-08-19 | 2021.06.0.1 | 2021.08.0.1 | RI | 2021.06.0.1 | 2021.08.0.1 | CD200 |  |  |  | Corrosivity category | Standard correction, term unified, predefined values | Standardi korrigeerimine, mõiste ühtlustamine, eeldefineeritud väärtused
2021-08-19 | 2021.06.0.1 | 2021.08.0.1 | RI | 2021.06.0.1 | 2021.08.0.1 | CD300 |  |  |  | Oil separator class | Standard correction, term unified | Standardi korrigeerimine, mõiste ühtlustamine
2021-08-19 | 2021.06.0.1 | 2021.08.0.1 | RI | 2021.06.0.1 | 2021.08.0.1 | CE080 |  |  |  | Current carrying capasity | Standard check | Standardist lähtuv kontroll
2021-08-19 | 2021.06.0.1 | 2021.08.0.1 | RI | 2021.06.0.1 | 2021.08.0.1 | CE110 |  |  |  | Curve designation | Standard check | Standardist lähtuv kontroll
2021-08-19 | 2021.06.0.1 | 2021.08.0.1 | RI | 2021.06.0.1 | 2021.08.0.1 | CE205 |  |  |  | Electrical system type | Standard check | Standardist lähtuv kontroll
2021-08-19 | 2021.06.0.1 | 2021.08.0.1 | RI | 2021.06.0.1 | 2021.08.0.1 | CE300 |  |  |  | IK code | Standard correction, term unified | Standardi korrigeerimine, mõiste ühtlustamine
2021-08-19 | 2021.06.0.1 | 2021.08.0.1 | RI | 2021.06.0.1 | 2021.08.0.1 | CE385 |  |  |  | IP code | Standard correction, term unified | Standardi korrigeerimine, mõiste ühtlustamine
2021-08-19 | 2021.06.0.1 | 2021.08.0.1 | RI | 2021.06.0.1 | 2021.08.0.1 | CG010 |  |  |  | Depletion of abiotic resources - fossil fuels (ADPF) | Standard correction, term unified | Standardi korrigeerimine, mõiste ühtlustamine
2021-08-19 | 2021.06.0.1 | 2021.08.0.1 | RI | 2021.06.0.1 | 2021.08.0.1 | CG020 |  |  |  | Depletion of abiotic resources - minerals and metals (ADPM) | Standard correction, term unified | Standardi korrigeerimine, mõiste ühtlustamine
2021-08-19 | 2021.06.0.1 | 2021.08.0.1 | RI | 2021.06.0.1 | 2021.08.0.1 | CG030 |  |  |  | Acidification | Standard correction, term unified | Standardi korrigeerimine, mõiste ühtlustamine
2021-08-19 | 2021.06.0.1 | 2021.08.0.1 | RI | 2021.06.0.1 | 2021.08.0.1 | CG060 |  |  |  | Biogenic carbon content in product | Standard correction, term unified | Standardi korrigeerimine, mõiste ühtlustamine
2021-08-19 | 2021.06.0.1 | 2021.08.0.1 | RI | 2021.06.0.1 | 2021.08.0.1 | CG062 |  |  |  | Biogenic carbon content in accompanying packaging | Property added according to standard | Lisatud standardi kohaselt uus omadus
2021-08-19 | 2021.06.0.1 | 2021.08.0.1 | RI | 2021.06.0.1 | 2021.08.0.1 | CG100 |  |  |  | Climate change - total (GWPT) | Standard correction, term unified | Standardi korrigeerimine, mõiste ühtlustamine
2021-08-19 | 2021.06.0.1 | 2021.08.0.1 | RI | 2021.06.0.1 | 2021.08.0.1 | CG102 |  |  |  | Climate change - fossil (GWPF) | Property added according to standard | Lisatud standardi kohaselt uus omadus
2021-08-19 | 2021.06.0.1 | 2021.08.0.1 | RI | 2021.06.0.1 | 2021.08.0.1 | CG104 |  |  |  | Climate change - biogenic (GWPB) | Property added according to standard | Lisatud standardi kohaselt uus omadus
2021-08-19 | 2021.06.0.1 | 2021.08.0.1 | RI | 2021.06.0.1 | 2021.08.0.1 | CG106 |  |  |  | Climate change - land use and land use change (GWPL) | Property added according to standard | Lisatud standardi kohaselt uus omadus
2021-08-19 | 2021.06.0.1 | 2021.08.0.1 | RI | 2021.06.0.1 | 2021.08.0.1 | CG140 |  |  |  | Components for re-use | Standard correction, term unified | Standardi korrigeerimine, mõiste ühtlustamine
2021-08-19 | 2021.06.0.1 | 2021.08.0.1 | RI | 2021.06.0.1 | 2021.08.0.1 | CG160 |  |  |  | Ozone depletion | Standard correction, term unified | Standardi korrigeerimine, mõiste ühtlustamine
2021-08-19 | 2021.06.0.1 | 2021.08.0.1 | RI | 2021.06.0.1 | 2021.08.0.1 | CG192 |  |  |  | Particulate matter emissions | Property added according to standard | Lisatud standardi kohaselt uus omadus
2021-08-19 | 2021.06.0.1 | 2021.08.0.1 | RI | 2021.06.0.1 | 2021.08.0.1 | CG220 |  |  |  | Environmental class | Combined with CG320 | Kombineeritud omadusega CG320
2021-08-19 | 2021.06.0.1 | 2021.08.0.1 | RI | 2021.06.0.1 | 2021.08.0.1 | CG271 |  |  |  | Eutrophication - aquatic freshwater (EPF) | Property added according to standard | Lisatud standardi kohaselt uus omadus
2021-08-19 | 2021.06.0.1 | 2021.08.0.1 | RI | 2021.06.0.1 | 2021.08.0.1 | CG272 |  |  |  | Eutrophication - aquatic marine (EPM) | Property added according to standard | Lisatud standardi kohaselt uus omadus
2021-08-19 | 2021.06.0.1 | 2021.08.0.1 | RI | 2021.06.0.1 | 2021.08.0.1 | CG273 |  |  |  | Eutrophication - terrestrial (EPT) | Property added according to standard | Lisatud standardi kohaselt uus omadus
2021-08-19 | 2021.06.0.1 | 2021.08.0.1 | RI | 2021.06.0.1 | 2021.08.0.1 | CG290 |  |  |  | Eutrophication | Combined with CG270 | Kombineeritud omadusega CG270
2021-08-19 | 2021.06.0.1 | 2021.08.0.1 | RI | 2021.06.0.1 | 2021.08.0.1 | CG310 |  |  |  | Exported thermal energy | Removed, not applicable | Eemaldatud, ei vasta standardile
2021-08-19 | 2021.06.0.1 | 2021.08.0.1 | RI | 2021.06.0.1 | 2021.08.0.1 | CG320 |  |  |  | Exposure class | Standard correction, term unified | Standardi korrigeerimine, mõiste ühtlustamine
2021-08-19 | 2021.06.0.1 | 2021.08.0.1 | RI | 2021.06.0.1 | 2021.08.0.1 | CG330 |  |  |  | Formation potential of tropospheric photochemical oxidants | Removed as duplicate | Eemaldatud kui duplikaat
2021-08-19 | 2021.06.0.1 | 2021.08.0.1 | RI | 2021.06.0.1 | 2021.08.0.1 | CG350 |  |  |  | Global warming potential, green house gases | Removed as duplicate | Eemaldatud kui duplikaat
2021-08-19 | 2021.06.0.1 | 2021.08.0.1 | RI | 2021.06.0.1 | 2021.08.0.1 | CG360 |  |  |  | Global warming potential, green house gases including removal and emission of biogenic carbondioxide (GWPBIO) | Standard incompatibility, removed | Ei vasta standardile, eemaldatud
2021-08-19 | 2021.06.0.1 | 2021.08.0.1 | RI | 2021.06.0.1 | 2021.08.0.1 | CG370 |  |  |  | Global warming potential, green house gases including removal and emission of biogenic carbondioxide (GWPHGH + bio ) | Standard incompatibility, removed | Ei vasta standardile, eemaldatud
2021-08-19 | 2021.06.0.1 | 2021.08.0.1 | RI | 2021.06.0.1 | 2021.08.0.1 | CG380 |  |  |  | Global Warming Potential, biogenic storage less than 100 years | Standard incompatibility, removed | Ei vasta standardile, eemaldatud
2021-08-19 | 2021.06.0.1 | 2021.08.0.1 | RI | 2021.06.0.1 | 2021.08.0.1 | CG390 |  |  |  | Global Warming Potential, biogenic storage over 100 years | Standard incompatibility, removed | Ei vasta standardile, eemaldatud
2021-08-19 | 2021.06.0.1 | 2021.08.0.1 | RI | 2021.06.0.1 | 2021.08.0.1 | CG400 |  |  |  | Hazardous waste disposed | Standard correction, term unified | Standardi korrigeerimine, mõiste ühtlustamine
2021-08-19 | 2021.06.0.1 | 2021.08.0.1 | RI | 2021.06.0.1 | 2021.08.0.1 | CG410 |  |  |  | Hazardous waste disposed | Combined with CG400 | Kombineeritud omadusega CG400
2021-08-19 | 2021.06.0.1 | 2021.08.0.1 | RI | 2021.06.0.1 | 2021.08.0.1 | CG530 |  |  |  | Non-hazardous waste disposed | Standard correction, term unified | Standardi korrigeerimine, mõiste ühtlustamine
2021-08-19 | 2021.06.0.1 | 2021.08.0.1 | RI | 2021.06.0.1 | 2021.08.0.1 | CG540 |  |  |  | Non hazardous waste disposed | Combined with CG530 | Kombineeritud omadusega CG530
2021-08-19 | 2021.06.0.1 | 2021.08.0.1 | RI | 2021.06.0.1 | 2021.08.0.1 | CG560 |  |  |  | Use of non-renewable primary energy (without accounting of raw materials) | Standard correction, term unified | Standardi korrigeerimine, mõiste ühtlustamine
2021-08-19 | 2021.06.0.1 | 2021.08.0.1 | RI | 2021.06.0.1 | 2021.08.0.1 | CG570 |  |  |  | Use of non-renwable primary energy resources (raw materials) | Standard correction, term unified | Standardi korrigeerimine, mõiste ühtlustamine
2021-08-19 | 2021.06.0.1 | 2021.08.0.1 | RI | 2021.06.0.1 | 2021.08.0.1 | CG580 |  |  |  | Photochemical ozone formation (POCP) | Standard correction, term unified | Standardi korrigeerimine, mõiste ühtlustamine
2021-08-19 | 2021.06.0.1 | 2021.08.0.1 | RI | 2021.06.0.1 | 2021.08.0.1 | CG602 |  |  |  | Potential soil quality index (SQP) | Added property according to standard | Lisatud omadus vastavalt standardile
2021-08-19 | 2021.06.0.1 | 2021.08.0.1 | RI | 2021.06.0.1 | 2021.08.0.1 | CG622 |  |  |  | Ionizing radiation, human health (IRP) | Added property according to standard | Lisatud omadus vastavalt standardile
2021-08-19 | 2021.06.0.1 | 2021.08.0.1 | RI | 2021.06.0.1 | 2021.08.0.1 | CG640 |  |  |  | Radioactive waste disposed | Standard correction, term unified | Standardi korrigeerimine, mõiste ühtlustamine
2021-08-19 | 2021.06.0.1 | 2021.08.0.1 | RI | 2021.06.0.1 | 2021.08.0.1 | CG650 |  |  |  | Radioactive waste disposed | Combined with CG640 | Kombineeritud omadusega CG640
2021-08-19 | 2021.06.0.1 | 2021.08.0.1 | RI | 2021.06.0.1 | 2021.08.0.1 | CG680 |  |  |  | Use of renewable primary energy (without accounting of raw materials) | Standard correction, term unified | Standardi korrigeerimine, mõiste ühtlustamine
2021-08-19 | 2021.06.0.1 | 2021.08.0.1 | RI | 2021.06.0.1 | 2021.08.0.1 | CG690 |  |  |  | Use of renewable primary energy resources used as raw materials | Standard correction, term unified | Standardi korrigeerimine, mõiste ühtlustamine
2021-08-19 | 2021.06.0.1 | 2021.08.0.1 | RI | 2021.06.0.1 | 2021.08.0.1 | CG780 |  |  |  | Total use of non-renewable primary energy resources | Standard correction, term unified | Standardi korrigeerimine, mõiste ühtlustamine
2021-08-19 | 2021.06.0.1 | 2021.08.0.1 | RI | 2021.06.0.1 | 2021.08.0.1 | CG800 |  |  |  | Total use of renewable primary energy resources | Standard correction, term unified | Standardi korrigeerimine, mõiste ühtlustamine
2021-08-19 | 2021.06.0.1 | 2021.08.0.1 | RI | 2021.06.0.1 | 2021.08.0.1 | CG812 |  |  |  | Eco-toxicity - freswater (ETP-fw) | Added property according to standard | Lisatud omadus vastavalt standardile
2021-08-19 | 2021.06.0.1 | 2021.08.0.1 | RI | 2021.06.0.1 | 2021.08.0.1 | CG814 |  |  |  | Human toxicity - cancer effects (ETP-c) | Added property according to standard | Lisatud omadus vastavalt standardile
2021-08-19 | 2021.06.0.1 | 2021.08.0.1 | RI | 2021.06.0.1 | 2021.08.0.1 | CG816 |  |  |  | Human toxicity - non-cancer effects (ETP-c) | Added property according to standard | Lisatud omadus vastavalt standardile
2021-08-19 | 2021.06.0.1 | 2021.08.0.1 | RI | 2021.06.0.1 | 2021.08.0.1 | CG820 |  |  |  | Net use of fresh water | Standard correction, term unified | Standardi korrigeerimine, mõiste ühtlustamine
2021-08-19 | 2021.06.0.1 | 2021.08.0.1 | RI | 2021.06.0.1 | 2021.08.0.1 | CG830 |  |  |  | Use of non-renewable secondary fuels | Standard correction, term unified | Standardi korrigeerimine, mõiste ühtlustamine
2021-08-19 | 2021.06.0.1 | 2021.08.0.1 | RI | 2021.06.0.1 | 2021.08.0.1 | CG840 |  |  |  | Use of renewable secondary fuels | Standard correction, term unified | Standardi korrigeerimine, mõiste ühtlustamine
2021-08-19 | 2021.06.0.1 | 2021.08.0.1 | RI | 2021.06.0.1 | 2021.08.0.1 | CG850 |  |  |  | Use of secondary material | Standard correction, term unified | Standardi korrigeerimine, mõiste ühtlustamine
2021-08-19 | 2021.06.0.1 | 2021.08.0.1 | RI | 2021.06.0.1 | 2021.08.0.1 | CG905 |  |  |  | Water use (WDP) | Added property according to standard | Lisatud omadus vastavalt standardile
2021-08-19 | 2021.06.0.1 | 2021.08.0.1 | RI | 2021.06.0.1 | 2021.08.0.1 | CH280 |  |  |  | Fire resistance (thermal insulation) | Standard correction, term unified | Standardi korrigeerimine, mõiste ühtlustamine
2021-08-19 | 2021.06.0.1 | 2021.08.0.1 | RI | 2021.06.0.1 | 2021.08.0.1 | CH300 |  |  |  | Fire resistance (integrity) | Standard correction, term unified | Standardi korrigeerimine, mõiste ühtlustamine
2021-08-19 | 2021.06.0.1 | 2021.08.0.1 | RI | 2021.06.0.1 | 2021.08.0.1 | CH320 |  |  |  | Fire resistance (loadbearing capacity) | Standard correction, term unified | Standardi korrigeerimine, mõiste ühtlustamine
2021-08-19 | 2021.06.0.1 | 2021.08.0.1 | RI | 2021.06.0.1 | 2021.08.0.1 | CH340 |  |  |  | Fire resistance rating | Standard correction, term unified | Standardi korrigeerimine, mõiste ühtlustamine
2021-08-19 | 2021.06.0.1 | 2021.08.0.1 | RI | 2021.06.0.1 | 2021.08.0.1 | CH420 |  |  |  | Flammability rating | Standard correction, term unified | Standardi korrigeerimine, mõiste ühtlustamine
2021-08-19 | 2021.06.0.1 | 2021.08.0.1 | RI | 2021.06.0.1 | 2021.08.0.1 | CH500 |  |  |  | Reaction to fire (flooring) | Standard correction, term unified | Standardi korrigeerimine, mõiste ühtlustamine
2021-08-19 | 2021.06.0.1 | 2021.08.0.1 | RI | 2021.06.0.1 | 2021.08.0.1 | CH700 |  |  |  | Surface spread of flame | Standard correction, term unified | Standardi korrigeerimine, mõiste ühtlustamine
2021-08-19 | 2021.06.0.1 | 2021.08.0.1 | RI | 2021.06.0.1 | 2021.08.0.1 | CH760 |  |  |  | Reaction to fire (electrical cable) | Standard correction, term unified | Standardi korrigeerimine, mõiste ühtlustamine
2021-08-19 | 2021.06.0.1 | 2021.08.0.1 | RI | 2021.06.0.1 | 2021.08.0.1 | CH762 |  |  |  | Reaction to fire (acidity) | Added property according to standard | Lisatud omadus vastavalt standardile
2021-08-19 | 2021.06.0.1 | 2021.08.0.1 | RI | 2021.06.0.1 | 2021.08.0.1 | CH780 |  |  |  | Reaction to fire (pipe) | Standard correction, term unified | Standardi korrigeerimine, mõiste ühtlustamine
2021-08-19 | 2021.06.0.1 | 2021.08.0.1 | RI | 2021.06.0.1 | 2021.08.0.1 | CJ140 |  |  |  | Rain proofness | Standard incompatibility, removed | Ei vasta standardile, eemaldatud
2021-08-19 | 2021.06.0.1 | 2021.08.0.1 | RI | 2021.06.0.1 | 2021.08.0.1 | CJ400 |  |  |  | Water tightness class | Standard correction, term unified | Standardi korrigeerimine, mõiste ühtlustamine
2021-08-19 | 2021.06.0.1 | 2021.08.0.1 | RI | 2021.06.0.1 | 2021.08.0.1 | CK120 |  |  |  | Emergency lighting glare limit | Standard correction, term unified | Standardi korrigeerimine, mõiste ühtlustamine
2021-08-19 | 2021.06.0.1 | 2021.08.0.1 | RI | 2021.06.0.1 | 2021.08.0.1 | CK140 |  |  |  | Emergency lighting requirement | Standard correction, term unified | Standardi korrigeerimine, mõiste ühtlustamine
2021-08-19 | 2021.06.0.1 | 2021.08.0.1 | RI | 2021.06.0.1 | 2021.08.0.1 | CK180 |  |  |  | Illuminance | Standard correction, term unified | Standardi korrigeerimine, mõiste ühtlustamine
2021-08-19 | 2021.06.0.1 | 2021.08.0.1 | RI | 2021.06.0.1 | 2021.08.0.1 | CK340 |  |  |  | Indoor lightning category | Standard correction, term unified | Standardi korrigeerimine, mõiste ühtlustamine
2021-08-19 | 2021.06.0.1 | 2021.08.0.1 | RI | 2021.06.0.1 | 2021.08.0.1 | CK360 |  |  |  | Outdoor lightning category | Standard correction, term unified | Standardi korrigeerimine, mõiste ühtlustamine
2021-08-19 | 2021.06.0.1 | 2021.08.0.1 | RI | 2021.06.0.1 | 2021.08.0.1 | CK385 |  |  |  | Luminance | Added property according to standard | Lisatud omadus vastavalt standardile
2021-08-19 | 2021.06.0.1 | 2021.08.0.1 | RI | 2021.06.0.1 | 2021.08.0.1 | CL100 |  |  |  | Lock class | Standard correction, term unified | Standardi korrigeerimine, mõiste ühtlustamine
2021-08-19 | 2021.06.0.1 | 2021.08.0.1 | RI | 2021.06.0.1 | 2021.08.0.1 | CN005 |  |  |  | Bond strength | Standard correction, term unified | Standardi korrigeerimine, mõiste ühtlustamine
2021-08-19 | 2021.06.0.1 | 2021.08.0.1 | RI | 2021.06.0.1 | 2021.08.0.1 | CN033 |  |  |  | Resistance to vertical load | Added property according to standard | Lisatud omadus vastavalt standardile
2021-08-19 | 2021.06.0.1 | 2021.08.0.1 | RI | 2021.06.0.1 | 2021.08.0.1 | CN034 |  |  |  | Resistance to static torsion | Added property according to standard | Lisatud omadus vastavalt standardile
2021-08-19 | 2021.06.0.1 | 2021.08.0.1 | RI | 2021.06.0.1 | 2021.08.0.1 | CN035 |  |  |  | Resistance to soft and heavy body impact | Standard correction, term unified | Standardi korrigeerimine, mõiste ühtlustamine
2021-08-19 | 2021.06.0.1 | 2021.08.0.1 | RI | 2021.06.0.1 | 2021.08.0.1 | CN040 |  |  |  | Resistance to hard body impact | Standard correction, term unified | Standardi korrigeerimine, mõiste ühtlustamine
2021-08-19 | 2021.06.0.1 | 2021.08.0.1 | RI | 2021.06.0.1 | 2021.08.0.1 | CN070 |  |  |  | Characteristic cylinder compressive strength | Standard correction, term unified | Standardi korrigeerimine, mõiste ühtlustamine
2021-08-19 | 2021.06.0.1 | 2021.08.0.1 | RI | 2021.06.0.1 | 2021.08.0.1 | CN075 |  |  |  | Characteristic cube compressive strength | Standard correction, term unified | Standardi korrigeerimine, mõiste ühtlustamine
2021-08-19 | 2021.06.0.1 | 2021.08.0.1 | RI | 2021.06.0.1 | 2021.08.0.1 | CN185 |  |  |  | Imposed load | Standard correction, term unified | Standardi korrigeerimine, mõiste ühtlustamine
2021-08-19 | 2021.06.0.1 | 2021.08.0.1 | RI | 2021.06.0.1 | 2021.08.0.1 | CN200 |  |  |  | Flexural strength | Standard correction, term unified | Standardi korrigeerimine, mõiste ühtlustamine
2021-08-19 | 2021.06.0.1 | 2021.08.0.1 | RI | 2021.06.0.1 | 2021.08.0.1 | CN230 |  |  |  | Residual indentation | Standard correction, term unified | Standardi korrigeerimine, mõiste ühtlustamine
2021-08-19 | 2021.06.0.1 | 2021.08.0.1 | RI | 2021.06.0.1 | 2021.08.0.1 | CN305 |  |  |  | Mechanical durability | Standard correction, term unified | Standardi korrigeerimine, mõiste ühtlustamine
2021-08-19 | 2021.06.0.1 | 2021.08.0.1 | RI | 2021.06.0.1 | 2021.08.0.1 | CP215 |  |  |  | Low temperature FLexibility | Standard correction, term unified | Standardi korrigeerimine, mõiste ühtlustamine
2021-08-19 | 2021.06.0.1 | 2021.08.0.1 | RI | 2021.06.0.1 | 2021.08.0.1 | CP525 |  |  |  | Thermal conductivity | Standard correction, term unified | Standardi korrigeerimine, mõiste ühtlustamine
2021-08-19 | 2021.06.0.1 | 2021.08.0.1 | RI | 2021.06.0.1 | 2021.08.0.1 | CP570 |  |  |  | Thermal transmittance | Standard correction, term unified | Standardi korrigeerimine, mõiste ühtlustamine
2021-08-19 | 2021.06.0.1 | 2021.08.0.1 | RI | 2021.06.0.1 | 2021.08.0.1 | EB200 |  |  |  | Mass density | Standard correction, description unified | Standardi korrigeerimine, kirjelduse ühtlustamine
2021-08-19 | 2021.06.0.1 | 2021.08.0.1 | RI | 2021.06.0.1 | 2021.08.0.1 | EE020 |  |  |  | Wear resistance | Standard correction, term unified | Standardi korrigeerimine, mõiste ühtlustamine
2021-08-19 | 2021.06.0.1 | 2021.08.0.1 | RI | 2021.06.0.1 | 2021.08.0.1 | EE480 |  |  |  | Surface hardness | Standard correction, term unified | Standardi korrigeerimine, mõiste ühtlustamine
2021-08-19 | 2021.06.0.1 | 2021.08.0.1 | RI | 2021.06.0.1 | 2021.08.0.1 | FC002 |  |  |  | a | Standard correction, term/description unified | Standardi korrigeerimine, mõiste/kirjelduse ühtlustamine
2021-08-19 | 2021.06.0.1 | 2021.08.0.1 | RI | 2021.06.0.1 | 2021.08.0.1 | FC046 |  |  |  | c | Standard correction, term/description unified | Standardi korrigeerimine, mõiste/kirjelduse ühtlustamine
2021-08-19 | 2021.06.0.1 | 2021.08.0.1 | RI | 2021.06.0.1 | 2021.08.0.1 | FC156 |  |  |  | d | Standard correction, term/description unified | Standardi korrigeerimine, mõiste/kirjelduse ühtlustamine
2021-08-19 | 2021.06.0.1 | 2021.08.0.1 | RI | 2021.06.0.1 | 2021.08.0.1 | FC194 |  |  |  | e | Standard correction, term/description unified | Standardi korrigeerimine, mõiste/kirjelduse ühtlustamine
2021-08-19 | 2021.06.0.1 | 2021.08.0.1 | RI | 2021.06.0.1 | 2021.08.0.1 | FC298 |  |  |  | l | Standard correction, term/description unified | Standardi korrigeerimine, mõiste/kirjelduse ühtlustamine
2021-08-19 | 2021.06.0.1 | 2021.08.0.1 | RI | 2021.06.0.1 | 2021.08.0.1 | FC514 |  |  |  | s | Standard correction, term/description unified | Standardi korrigeerimine, mõiste/kirjelduse ühtlustamine
2021-08-19 | 2021.06.0.1 | 2021.08.0.1 | RI | 2021.06.0.1 | 2021.08.0.1 | FC702 |  |  |  | z | Standard correction, term/description unified | Standardi korrigeerimine, mõiste/kirjelduse ühtlustamine
2021-08-19 | 2021.06.0.1 | 2021.08.0.1 | RI | 2021.06.0.1 | 2021.08.0.1 | PB460 |  |  |  | Process | Standard correction, term unified | Standardi korrigeerimine, mõiste ühtlustamine
2021-08-19 | 2021.06.0.1 | 2021.08.0.1 | RI | 2021.06.0.1 | 2021.08.0.1 | QA150 |  |  |  | Burglar resistance class | Standard correction, term unified | Standardi korrigeerimine, mõiste ühtlustamine
2021-08-19 | 2021.06.0.1 | 2021.08.0.1 | RI | 2021.06.0.1 | 2021.08.0.1 | RB210 |  |  |  | Containment level | Standard correction, term unified | Standardi korrigeerimine, mõiste ühtlustamine
2021-08-19 | 2021.06.0.1 | 2021.08.0.1 | RI | 2021.06.0.1 | 2021.08.0.1 | RC525 |  |  |  | n | Standard correction, term/description unified | Standardi korrigeerimine, mõiste/kirjelduse ühtlustamine
2022-01-10 | 2021.08.0.1 | 2022.01.0.1 | EE-Ülevaade | 2021.08.0.1 | 2022.01.0.1 |  | C10 | Ehituse teostaja |  | Ehituse osaline | Description clarified (in Estonian) | Kirjeldust täpsustatud
2022-01-10 | 2021.08.0.1 | 2022.01.0.1 | CF | 2021.08.0.1 | 2022.01.0.1 |  | I8 |  |  | ground, courtyard, lawn, road embankment | Typo fixed | Kirjaviga korrigeeritud
2022-01-10 | 2021.08.0.1 | 2022.01.0.1 | CF | 2021.08.0.1 | 2022.01.0.1 |  | E12 |  |  | Gaasi- ja õhuvarustus | Typo fixed | Kirjaviga korrigeeritud
2022-01-10 | 2021.08.0.1 | 2022.01.0.1 | CF | 2021.08.0.1 | 2022.01.0.1 |  | F15 |  |  | installatsioonisüsteem, mis varustab jahutust ja/või kütet | Definition translation proposal, previiously missing | Definitsiooni tõlke ettepanek, eelnevalt puudu
2022-01-10 | 2021.08.0.1 | 2022.01.0.1 | CF | 2021.08.0.1 | 2022.01.0.1 |  | F21 |  |  | installatsioonisüsteem, mis kaitseb mistahes objekti ohu või kahjustamise eest | Definition translation proposal, previiously missing | Definitsiooni tõlke ettepanek, eelnevalt puudu
2022-01-10 | 2021.08.0.1 | 2022.01.0.1 | CF | 2021.08.0.1 | 2022.01.0.1 |  | E24 | Sisustussüsteem |  | Paigutussüsteem | Definition (in Estonian) change proposal | Tõlke muutmise ettepanek
2022-01-10 | 2021.08.0.1 | 2022.01.0.1 | CT | 2021.08.0.1 | 2022.01.0.1 |  | E9 | Sillutis |  | Katendisüsteem | Term (in Estonian) change proposal | Tõlke muutmise ettepanek
2022-01-10 | 2021.08.0.1 | 2022.01.0.1 | CT | 2021.08.0.1 | 2022.01.0.1 |  | E10 | Vundament |  | Vundamendisüsteem | Term (in Estonian) change proposal | Tõlke muutmise ettepanek
2022-01-10 | 2021.08.0.1 | 2022.01.0.1 | CT | 2021.08.0.1 | 2022.01.0.1 |  | E11 | Tala |  | Talasüsteem | Term (in Estonian) change proposal | Tõlke muutmise ettepanek
2022-01-10 | 2021.08.0.1 | 2022.01.0.1 | CT | 2021.08.0.1 | 2022.01.0.1 |  | E12 | Sein |  | Seinasüsteem | Term (in Estonian) change proposal | Tõlke muutmise ettepanek
2022-01-10 | 2021.08.0.1 | 2022.01.0.1 | CT | 2021.08.0.1 | 2022.01.0.1 |  | E13 | Katusetorn |  | Katusesüsteem | Term (in Estonian) change proposal | Tõlke muutmise ettepanek
2022-01-10 | 2021.08.0.1 | 2022.01.0.1 | CT | 2021.08.0.1 | 2022.01.0.1 |  | E14 | Trepp |  | Trepisüsteem | Term (in Estonian) change proposal | Tõlke muutmise ettepanek
2022-01-10 | 2021.08.0.1 | 2022.01.0.1 | CT | 2021.08.0.1 | 2022.01.0.1 |  | E15 | Kaldtee |  | Kaldteesüsteem | Term (in Estonian) change proposal | Tõlke muutmise ettepanek
2022-01-10 | 2021.08.0.1 | 2022.01.0.1 | CT | 2021.08.0.1 | 2022.01.0.1 |  | E38 | Mulle |  | Torukaeviku süstem | Term (in Estonian) change proposal | Tõlke muutmise ettepanek
2022-01-10 | 2021.08.0.1 | 2022.01.0.1 | CT | 2021.08.0.1 | 2022.01.0.1 |  | E84 |  |  | Tulekahju alarmsüsteem | Typo fixed | Kirjaviga korrigeeritud
2022-01-10 | 2021.08.0.1 | 2022.01.0.1 | CT | 2021.08.0.1 | 2022.01.0.1 |  | E107 | Taimed siseruumides |  | Haljastussüsteem | Term (in Estonian) change proposal | Tõlke muutmise ettepanek
2022-01-10 | 2021.08.0.1 | 2022.01.0.1 | CT | 2021.08.0.1 | 2022.01.0.1 |  | E108 | Mööbel |  | Sisustussüsteem | Term (in Estonian) change proposal | Tõlke muutmise ettepanek
2022-01-10 | 2021.08.0.1 | 2022.01.0.1 | CO | 2021.08.0.1 | 2022.01.0.1 |  | I7 | Notes (EN) |  |  | Examples added according to standard | Lisatud komponetide näited vastavalt standardile
2022-01-10 | 2021.08.0.1 | 2022.01.0.1 | CO | 2021.08.0.1 | 2022.01.0.1 |  | J7 | Märkused (EE) |  |  | Examples added according to standard | Lisatud komponetide näited vastavalt standardile
2022-01-10 | 2021.08.0.1 | 2022.01.0.1 | CO | 2021.08.0.1 | 2022.01.0.1 |  | E154 |  |  | Elektriline jahutav pind | Typo fixed | Kirjaviga korrigeeritud
2022-01-10 | 2021.08.0.1 | 2022.01.0.1 | CO | 2021.08.0.1 | 2022.01.0.1 |  | E155 |  |  | Elektriline külma õhu puhur | Typo fixed | Kirjaviga korrigeeritud
2022-01-10 | 2021.08.0.1 | 2022.01.0.1 | CO | 2021.08.0.1 | 2022.01.0.1 |  | E200 |  |  | Neutraali maandamise piirik | Typo fixed | Kirjaviga korrigeeritud
2022-01-10 | 2021.08.0.1 | 2022.01.0.1 | CO | 2021.08.0.1 | 2022.01.0.1 |  | E227 |  |  | Ohutussidur | Typo fixed | Kirjaviga korrigeeritud
2022-01-10 | 2021.08.0.1 | 2022.01.0.1 | CO | 2021.08.0.1 | 2022.01.0.1 |  | G262 |  |  | Electromagnetic wave transmitter | Typo fixed | Kirjaviga korrigeeritud
2022-01-10 | 2021.08.0.1 | 2022.01.0.1 | CO | 2021.08.0.1 | 2022.01.0.1 |  | H262 |  |  | signal generating object by electromagnetic waves | Typo fixed | Kirjaviga korrigeeritud
2022-01-10 | 2021.08.0.1 | 2022.01.0.1 | CO | 2021.08.0.1 | 2022.01.0.1 |  | H289 |  |  | solar to thermal energy generating object into a fluid thermal flow | Typo fixed | Kirjaviga korrigeeritud
2022-01-10 | 2021.08.0.1 | 2022.01.0.1 | CO | 2021.08.0.1 | 2022.01.0.1 |  | H290 |  |  | solar to thermal energy generating object generating a fluid flow | Typo fixed | Kirjaviga korrigeeritud
2022-01-10 | 2021.08.0.1 | 2022.01.0.1 | CO | 2021.08.0.1 | 2022.01.0.1 |  | E315 |  |  | Elektrostaatiline eraldaja | Typo fixed | Kirjaviga korrigeeritud
2022-01-10 | 2021.08.0.1 | 2022.01.0.1 | CO | 2021.08.0.1 | 2022.01.0.1 |  | E339 |  |  | Marsruuter | Typo fixed | Kirjaviga korrigeeritud
2022-01-10 | 2021.08.0.1 | 2022.01.0.1 | CO | 2021.08.0.1 | 2022.01.0.1 |  | G452 |  |  | Sign | Typo fixed | Kirjaviga korrigeeritud
2022-01-10 | 2021.08.0.1 | 2022.01.0.1 | CO | 2021.08.0.1 | 2022.01.0.1 |  | H452 |  |  | graphical display statically on its surface | Typo fixed | Kirjaviga korrigeeritud
2022-01-10 | 2021.08.0.1 | 2022.01.0.1 | CO | 2021.08.0.1 | 2022.01.0.1 |  | G453 |  |  | Marking | Typo fixed | Kirjaviga korrigeeritud
2022-01-10 | 2021.08.0.1 | 2022.01.0.1 | CO | 2021.08.0.1 | 2022.01.0.1 |  | H453 |  |  | graphical display statically on the surface of another object | Typo fixed | Kirjaviga korrigeeritud
2022-01-10 | 2021.08.0.1 | 2022.01.0.1 | CO | 2021.08.0.1 | 2022.01.0.1 |  | F460 |  |  | kombitav seade, väristamise abil, diskreetsetes olekutes | Typo fixed | Kirjaviga korrigeeritud
2022-01-10 | 2021.08.0.1 | 2022.01.0.1 | CO | 2021.08.0.1 | 2022.01.0.1 |  | F461 |  |  | kombitav seade, püsiva teabega | Typo fixed | Kirjaviga korrigeeritud
2022-01-10 | 2021.08.0.1 | 2022.01.0.1 | CO | 2021.08.0.1 | 2022.01.0.1 |  | E470 |  |  | Audiovisuaalne signaal | Typo fixed | Kirjaviga korrigeeritud
2022-01-10 | 2021.08.0.1 | 2022.01.0.1 | CO | 2021.08.0.1 | 2022.01.0.1 |  | F484 |  |  | tihendatud vedeliku ja/või gaasi lülitamise objekt, gaasi voolu mõttes | Typo fixed | Kirjaviga korrigeeritud
2022-01-10 | 2021.08.0.1 | 2022.01.0.1 | CO | 2021.08.0.1 | 2022.01.0.1 |  | E506 | Raja muutja |  | Pööre (raudtee) | Term (in Estonian) change proposal | Tõlke muutmise ettepanek
2022-01-10 | 2021.08.0.1 | 2022.01.0.1 | CO | 2021.08.0.1 | 2022.01.0.1 |  | E635 |  |  | Seadmekapp | Typo fixed | Kirjaviga korrigeeritud
2022-01-10 | 2021.08.0.1 | 2022.01.0.1 | CO | 2021.08.0.1 | 2022.01.0.1 |  | E707 |  |  | Potentsiaaliühtlustuskaabel | Typo fixed | Kirjaviga korrigeeritud
2022-01-10 | 2021.08.0.1 | 2022.01.0.1 | RI | 2021.08.0.1 | 2022.01.0.1 | AA010 |  |  |  |  | Deleted | Kustutatud
2022-01-10 | 2021.08.0.1 | 2022.01.0.1 | RI | 2021.08.0.1 | 2022.01.0.1 | AA020 |  |  |  |  | Substituted | Asendatud
2022-01-10 | 2021.08.0.1 | 2022.01.0.1 | RI | 2021.08.0.1 | 2022.01.0.1 | AA040 |  |  |  |  | Deleted | Kustutatud
2022-01-10 | 2021.08.0.1 | 2022.01.0.1 | RI | 2021.08.0.1 | 2022.01.0.1 | AA080 |  |  |  |  | Substituted | Asendatud
2022-01-10 | 2021.08.0.1 | 2022.01.0.1 | RI | 2021.08.0.1 | 2022.01.0.1 | AA090 |  |  |  |  | Substituted | Asendatud
2022-01-10 | 2021.08.0.1 | 2022.01.0.1 | RI | 2021.08.0.1 | 2022.01.0.1 | AA100 |  |  |  |  | Substituted | Asendatud
2022-01-10 | 2021.08.0.1 | 2022.01.0.1 | RI | 2021.08.0.1 | 2022.01.0.1 | AA110 |  |  |  |  | Substituted | Asendatud
2022-01-10 | 2021.08.0.1 | 2022.01.0.1 | RI | 2021.08.0.1 | 2022.01.0.1 | AA120 |  |  |  |  | Substituted | Asendatud
2022-01-10 | 2021.08.0.1 | 2022.01.0.1 | RI | 2021.08.0.1 | 2022.01.0.1 | AA130 |  |  |  |  | Substituted | Asendatud
2022-01-10 | 2021.08.0.1 | 2022.01.0.1 | RI | 2021.08.0.1 | 2022.01.0.1 | AL002 |  |  |  |  | Added | Lisatud
2022-01-10 | 2021.08.0.1 | 2022.01.0.1 | RI | 2021.08.0.1 | 2022.01.0.1 | AL004 |  |  |  |  | Added | Lisatud
2022-01-10 | 2021.08.0.1 | 2022.01.0.1 | RI | 2021.08.0.1 | 2022.01.0.1 | AL006 |  |  |  |  | Added | Lisatud
2022-01-10 | 2021.08.0.1 | 2022.01.0.1 | RI | 2021.08.0.1 | 2022.01.0.1 | AL008 |  |  |  |  | Added | Lisatud
2022-01-10 | 2021.08.0.1 | 2022.01.0.1 | RI | 2021.08.0.1 | 2022.01.0.1 | AL053 |  |  |  |  | Added | Lisatud
2022-01-10 | 2021.08.0.1 | 2022.01.0.1 | RI | 2021.08.0.1 | 2022.01.0.1 | AL055 |  |  |  |  | Added | Lisatud
2022-01-10 | 2021.08.0.1 | 2022.01.0.1 | RI | 2021.08.0.1 | 2022.01.0.1 | AL060 |  |  |  |  | Deleted | Kustutatud
2022-01-10 | 2021.08.0.1 | 2022.01.0.1 | RI | 2021.08.0.1 | 2022.01.0.1 | AL072 |  |  |  |  | Added | Lisatud
2022-01-10 | 2021.08.0.1 | 2022.01.0.1 | RI | 2021.08.0.1 | 2022.01.0.1 | AL074 |  |  |  |  | Added | Lisatud
2022-01-10 | 2021.08.0.1 | 2022.01.0.1 | RI | 2021.08.0.1 | 2022.01.0.1 | AL076 |  |  |  |  | Added | Lisatud
2022-01-10 | 2021.08.0.1 | 2022.01.0.1 | RI | 2021.08.0.1 | 2022.01.0.1 | AL078 |  |  |  |  | Added | Lisatud
2022-01-10 | 2021.08.0.1 | 2022.01.0.1 | RI | 2021.08.0.1 | 2022.01.0.1 | AL102 |  |  |  |  | Added | Lisatud
2022-01-10 | 2021.08.0.1 | 2022.01.0.1 | RI | 2021.08.0.1 | 2022.01.0.1 | AL104 |  |  |  |  | Added | Lisatud
2022-01-10 | 2021.08.0.1 | 2022.01.0.1 | RI | 2021.08.0.1 | 2022.01.0.1 | AL106 |  |  |  |  | Added | Lisatud
2022-01-10 | 2021.08.0.1 | 2022.01.0.1 | RI | 2021.08.0.1 | 2022.01.0.1 | AL108 |  |  |  |  | Added | Lisatud
2022-01-10 | 2021.08.0.1 | 2022.01.0.1 | RI | 2021.08.0.1 | 2022.01.0.1 | AL170 |  |  |  |  | Deleted | Kustutatud
2022-01-10 | 2021.08.0.1 | 2022.01.0.1 | RI | 2021.08.0.1 | 2022.01.0.1 | AL180 |  |  |  |  | Deleted | Kustutatud
2022-01-10 | 2021.08.0.1 | 2022.01.0.1 | RI | 2021.08.0.1 | 2022.01.0.1 | AL235 |  |  |  |  | Added | Lisatud
2022-01-10 | 2021.08.0.1 | 2022.01.0.1 | RI | 2021.08.0.1 | 2022.01.0.1 | AN162 |  |  |  |  | Added | Lisatud
2022-01-10 | 2021.08.0.1 | 2022.01.0.1 | RI | 2021.08.0.1 | 2022.01.0.1 | AP028 |  |  |  |  | Corrected term (in Estonian) | Mõistet täpsustatud
2022-01-10 | 2021.08.0.1 | 2022.01.0.1 | RI | 2021.08.0.1 | 2022.01.0.1 | CA010 |  |  |  |  | Added | Lisatud
2022-01-10 | 2021.08.0.1 | 2022.01.0.1 | RI | 2021.08.0.1 | 2022.01.0.1 | CA020 |  |  |  |  | Added | Lisatud
2022-01-10 | 2021.08.0.1 | 2022.01.0.1 | RI | 2021.08.0.1 | 2022.01.0.1 | CA030 |  |  |  |  | Added | Lisatud
2022-01-10 | 2021.08.0.1 | 2022.01.0.1 | RI | 2021.08.0.1 | 2022.01.0.1 | CA150 |  |  |  |  | Term corrected | Mõistet täpsustatud
2022-01-10 | 2021.08.0.1 | 2022.01.0.1 | RI | 2021.08.0.1 | 2022.01.0.1 | CA155 |  |  |  |  | Added | Lisatud
2022-01-10 | 2021.08.0.1 | 2022.01.0.1 | RI | 2021.08.0.1 | 2022.01.0.1 | CA160 |  |  |  |  | Added | Lisatud
2022-01-10 | 2021.08.0.1 | 2022.01.0.1 | RI | 2021.08.0.1 | 2022.01.0.1 | CA165 |  |  |  |  | Added | Lisatud
2022-01-10 | 2021.08.0.1 | 2022.01.0.1 | RI | 2021.08.0.1 | 2022.01.0.1 | CA170 |  |  |  |  | Added | Lisatud
2022-01-10 | 2021.08.0.1 | 2022.01.0.1 | RI | 2021.08.0.1 | 2022.01.0.1 | CA175 |  |  |  |  | Added | Lisatud
2022-01-10 | 2021.08.0.1 | 2022.01.0.1 | RI | 2021.08.0.1 | 2022.01.0.1 | CA205 |  |  |  |  | Added | Lisatud
2022-01-10 | 2021.08.0.1 | 2022.01.0.1 | RI | 2021.08.0.1 | 2022.01.0.1 | CA210 |  |  |  |  | Added | Lisatud
2022-01-10 | 2021.08.0.1 | 2022.01.0.1 | RI | 2021.08.0.1 | 2022.01.0.1 | CA220 |  |  |  |  | Added | Lisatud
2022-01-10 | 2021.08.0.1 | 2022.01.0.1 | RI | 2021.08.0.1 | 2022.01.0.1 | CA230 |  |  |  |  | Added | Lisatud
2022-01-10 | 2021.08.0.1 | 2022.01.0.1 | RI | 2021.08.0.1 | 2022.01.0.1 | CA325 |  |  |  |  | Added | Lisatud
2022-01-10 | 2021.08.0.1 | 2022.01.0.1 | RI | 2021.08.0.1 | 2022.01.0.1 | CA460 |  |  |  |  | Added | Lisatud
2022-01-10 | 2021.08.0.1 | 2022.01.0.1 | RI | 2021.08.0.1 | 2022.01.0.1 | CA470 |  |  |  |  | Added | Lisatud
2022-01-10 | 2021.08.0.1 | 2022.01.0.1 | RI | 2021.08.0.1 | 2022.01.0.1 | CB100 |  |  |  |  | Adjusted | Täpsustatud
2022-01-10 | 2021.08.0.1 | 2022.01.0.1 | RI | 2021.08.0.1 | 2022.01.0.1 | CB190 |  |  |  |  | Adjusted | Täpsustatud
2022-01-10 | 2021.08.0.1 | 2022.01.0.1 | RI | 2021.08.0.1 | 2022.01.0.1 | CD005 |  |  |  |  | Added | Lisatud
2022-01-10 | 2021.08.0.1 | 2022.01.0.1 | RI | 2021.08.0.1 | 2022.01.0.1 | CD010 |  |  |  |  | Added | Lisatud
2022-01-10 | 2021.08.0.1 | 2022.01.0.1 | RI | 2021.08.0.1 | 2022.01.0.1 | CD015 |  |  |  |  | Added | Lisatud
2022-01-10 | 2021.08.0.1 | 2022.01.0.1 | RI | 2021.08.0.1 | 2022.01.0.1 | CD020 |  |  |  |  | Added | Lisatud
2022-01-10 | 2021.08.0.1 | 2022.01.0.1 | RI | 2021.08.0.1 | 2022.01.0.1 | CD025 |  |  |  |  | Added | Lisatud
2022-01-10 | 2021.08.0.1 | 2022.01.0.1 | RI | 2021.08.0.1 | 2022.01.0.1 | CD055 |  |  |  |  | Added | Lisatud
2022-01-10 | 2021.08.0.1 | 2022.01.0.1 | RI | 2021.08.0.1 | 2022.01.0.1 | CD060 |  |  |  |  | Added | Lisatud
2022-01-10 | 2021.08.0.1 | 2022.01.0.1 | RI | 2021.08.0.1 | 2022.01.0.1 | CD065 |  |  |  |  | Added | Lisatud
2022-01-10 | 2021.08.0.1 | 2022.01.0.1 | RI | 2021.08.0.1 | 2022.01.0.1 | CD070 |  |  |  |  | Added | Lisatud
2022-01-10 | 2021.08.0.1 | 2022.01.0.1 | RI | 2021.08.0.1 | 2022.01.0.1 | CD255 |  |  |  |  | Added | Lisatud
2022-01-10 | 2021.08.0.1 | 2022.01.0.1 | RI | 2021.08.0.1 | 2022.01.0.1 | CD260 |  |  |  |  | Added | Lisatud
2022-01-10 | 2021.08.0.1 | 2022.01.0.1 | RI | 2021.08.0.1 | 2022.01.0.1 | CD265 |  |  |  |  | Added | Lisatud
2022-01-10 | 2021.08.0.1 | 2022.01.0.1 | RI | 2021.08.0.1 | 2022.01.0.1 | CD270 |  |  |  |  | Added | Lisatud
2022-01-10 | 2021.08.0.1 | 2022.01.0.1 | RI | 2021.08.0.1 | 2022.01.0.1 | CD275 |  |  |  |  | Added | Lisatud
2022-01-10 | 2021.08.0.1 | 2022.01.0.1 | RI | 2021.08.0.1 | 2022.01.0.1 | CD280 |  |  |  |  | Added | Lisatud
2022-01-10 | 2021.08.0.1 | 2022.01.0.1 | RI | 2021.08.0.1 | 2022.01.0.1 | CD285 |  |  |  |  | Added | Lisatud
2022-01-10 | 2021.08.0.1 | 2022.01.0.1 | RI | 2021.08.0.1 | 2022.01.0.1 | CD290 |  |  |  |  | Added | Lisatud
2022-01-10 | 2021.08.0.1 | 2022.01.0.1 | RI | 2021.08.0.1 | 2022.01.0.1 | CD400 |  |  |  |  | Added | Lisatud
2022-01-10 | 2021.08.0.1 | 2022.01.0.1 | RI | 2021.08.0.1 | 2022.01.0.1 | CD500 |  |  |  |  | Added | Lisatud
2022-01-10 | 2021.08.0.1 | 2022.01.0.1 | RI | 2021.08.0.1 | 2022.01.0.1 | CD600 |  |  |  |  | Added | Lisatud
2022-01-10 | 2021.08.0.1 | 2022.01.0.1 | RI | 2021.08.0.1 | 2022.01.0.1 | CD700 |  |  |  |  | Added | Lisatud
2022-01-10 | 2021.08.0.1 | 2022.01.0.1 | RI | 2021.08.0.1 | 2022.01.0.1 | CD800 |  |  |  |  | Added | Lisatud
2022-01-10 | 2021.08.0.1 | 2022.01.0.1 | RI | 2021.08.0.1 | 2022.01.0.1 | CE560 |  |  |  |  | Removed as duplicate | Eemaldatud kui duplikaat
2022-01-10 | 2021.08.0.1 | 2022.01.0.1 | RI | 2021.08.0.1 | 2022.01.0.1 | CF245 |  |  |  |  | Added | Lisatud
2022-01-10 | 2021.08.0.1 | 2022.01.0.1 | RI | 2021.08.0.1 | 2022.01.0.1 | CF305 |  |  |  |  | Added | Lisatud
2022-01-10 | 2021.08.0.1 | 2022.01.0.1 | RI | 2021.08.0.1 | 2022.01.0.1 | CF310 |  |  |  |  | Added | Lisatud
2022-01-10 | 2021.08.0.1 | 2022.01.0.1 | RI | 2021.08.0.1 | 2022.01.0.1 | CG031 |  |  |  |  | Added | Lisatud
2022-01-10 | 2021.08.0.1 | 2022.01.0.1 | RI | 2021.08.0.1 | 2022.01.0.1 | CG032 |  |  |  |  | Added | Lisatud
2022-01-10 | 2021.08.0.1 | 2022.01.0.1 | RI | 2021.08.0.1 | 2022.01.0.1 | CG035 |  |  |  |  | Added | Lisatud
2022-01-10 | 2021.08.0.1 | 2022.01.0.1 | RI | 2021.08.0.1 | 2022.01.0.1 | CG036 |  |  |  |  | Added | Lisatud
2022-01-10 | 2021.08.0.1 | 2022.01.0.1 | RI | 2021.08.0.1 | 2022.01.0.1 | CG037 |  |  |  |  | Added | Lisatud
2022-01-10 | 2021.08.0.1 | 2022.01.0.1 | RI | 2021.08.0.1 | 2022.01.0.1 | CG051 |  |  |  |  | Added | Lisatud
2022-01-10 | 2021.08.0.1 | 2022.01.0.1 | RI | 2021.08.0.1 | 2022.01.0.1 | CG052 |  |  |  |  | Added | Lisatud
2022-01-10 | 2021.08.0.1 | 2022.01.0.1 | RI | 2021.08.0.1 | 2022.01.0.1 | CG053 |  |  |  |  | Added | Lisatud
2022-01-10 | 2021.08.0.1 | 2022.01.0.1 | RI | 2021.08.0.1 | 2022.01.0.1 | CG054 |  |  |  |  | Added | Lisatud
2022-01-10 | 2021.08.0.1 | 2022.01.0.1 | RI | 2021.08.0.1 | 2022.01.0.1 | CG055 |  |  |  |  | Added | Lisatud
2022-01-10 | 2021.08.0.1 | 2022.01.0.1 | RI | 2021.08.0.1 | 2022.01.0.1 | CG056 |  |  |  |  | Added | Lisatud
2022-01-10 | 2021.08.0.1 | 2022.01.0.1 | RI | 2021.08.0.1 | 2022.01.0.1 | CG064 |  |  |  |  | Added | Lisatud
2022-01-10 | 2021.08.0.1 | 2022.01.0.1 | RI | 2021.08.0.1 | 2022.01.0.1 | CG066 |  |  |  |  | Added | Lisatud
2022-01-10 | 2021.08.0.1 | 2022.01.0.1 | RI | 2021.08.0.1 | 2022.01.0.1 | CG068 |  |  |  |  | Added | Lisatud
2022-01-10 | 2021.08.0.1 | 2022.01.0.1 | RI | 2021.08.0.1 | 2022.01.0.1 | CG082 |  |  |  |  | Added | Lisatud
2022-01-10 | 2021.08.0.1 | 2022.01.0.1 | RI | 2021.08.0.1 | 2022.01.0.1 | CG083 |  |  |  |  | Added | Lisatud
2022-01-10 | 2021.08.0.1 | 2022.01.0.1 | RI | 2021.08.0.1 | 2022.01.0.1 | CG084 |  |  |  |  | Added | Lisatud
2022-01-10 | 2021.08.0.1 | 2022.01.0.1 | RI | 2021.08.0.1 | 2022.01.0.1 | CG085 |  |  |  |  | Added | Lisatud
2022-01-10 | 2021.08.0.1 | 2022.01.0.1 | RI | 2021.08.0.1 | 2022.01.0.1 | CG086 |  |  |  |  | Added | Lisatud
2022-01-10 | 2021.08.0.1 | 2022.01.0.1 | RI | 2021.08.0.1 | 2022.01.0.1 | CG122 |  |  |  |  | Added | Lisatud
2022-01-10 | 2021.08.0.1 | 2022.01.0.1 | RI | 2021.08.0.1 | 2022.01.0.1 | CG124 |  |  |  |  | Added | Lisatud
2022-01-10 | 2021.08.0.1 | 2022.01.0.1 | RI | 2021.08.0.1 | 2022.01.0.1 | CG132 |  |  |  |  | Added | Lisatud
2022-01-10 | 2021.08.0.1 | 2022.01.0.1 | RI | 2021.08.0.1 | 2022.01.0.1 | CG134 |  |  |  |  | Added | Lisatud
2022-01-10 | 2021.08.0.1 | 2022.01.0.1 | RI | 2021.08.0.1 | 2022.01.0.1 | CG136 |  |  |  |  | Added | Lisatud
2022-01-10 | 2021.08.0.1 | 2022.01.0.1 | RI | 2021.08.0.1 | 2022.01.0.1 | CG145 |  |  |  |  | Added | Lisatud
2022-01-10 | 2021.08.0.1 | 2022.01.0.1 | RI | 2021.08.0.1 | 2022.01.0.1 | CG162 |  |  |  |  | Added | Lisatud
2022-01-10 | 2021.08.0.1 | 2022.01.0.1 | RI | 2021.08.0.1 | 2022.01.0.1 | CG164 |  |  |  |  | Added | Lisatud
2022-01-10 | 2021.08.0.1 | 2022.01.0.1 | RI | 2021.08.0.1 | 2022.01.0.1 | CG166 |  |  |  |  | Added | Lisatud
2022-01-10 | 2021.08.0.1 | 2022.01.0.1 | RI | 2021.08.0.1 | 2022.01.0.1 | CG191 |  |  |  |  | Added | Lisatud
2022-01-10 | 2021.08.0.1 | 2022.01.0.1 | RI | 2021.08.0.1 | 2022.01.0.1 | CG192 |  |  |  |  | Added | Lisatud
2022-01-10 | 2021.08.0.1 | 2022.01.0.1 | RI | 2021.08.0.1 | 2022.01.0.1 | CG193 |  |  |  |  | Added | Lisatud
2022-01-10 | 2021.08.0.1 | 2022.01.0.1 | RI | 2021.08.0.1 | 2022.01.0.1 | CG194 |  |  |  |  | Added | Lisatud
2022-01-10 | 2021.08.0.1 | 2022.01.0.1 | RI | 2021.08.0.1 | 2022.01.0.1 | CG195 |  |  |  |  | Added | Lisatud
2022-01-10 | 2021.08.0.1 | 2022.01.0.1 | RI | 2021.08.0.1 | 2022.01.0.1 | CG196 |  |  |  |  | Added | Lisatud
2022-01-10 | 2021.08.0.1 | 2022.01.0.1 | RI | 2021.08.0.1 | 2022.01.0.1 | CG197 |  |  |  |  | Added | Lisatud
2022-01-10 | 2021.08.0.1 | 2022.01.0.1 | RI | 2021.08.0.1 | 2022.01.0.1 | CG198 |  |  |  |  | Added | Lisatud
2022-01-10 | 2021.08.0.1 | 2022.01.0.1 | RI | 2021.08.0.1 | 2022.01.0.1 | CG199 |  |  |  |  | Added | Lisatud
2022-01-10 | 2021.08.0.1 | 2022.01.0.1 | RI | 2021.08.0.1 | 2022.01.0.1 | CG200 |  |  |  |  | Added | Lisatud
2022-01-10 | 2021.08.0.1 | 2022.01.0.1 | RI | 2021.08.0.1 | 2022.01.0.1 | CG201 |  |  |  |  | Added | Lisatud
2022-01-10 | 2021.08.0.1 | 2022.01.0.1 | RI | 2021.08.0.1 | 2022.01.0.1 | CG202 |  |  |  |  | Added | Lisatud
2022-01-10 | 2021.08.0.1 | 2022.01.0.1 | RI | 2021.08.0.1 | 2022.01.0.1 | CG203 |  |  |  |  | Added | Lisatud
2022-01-10 | 2021.08.0.1 | 2022.01.0.1 | RI | 2021.08.0.1 | 2022.01.0.1 | CG204 |  |  |  |  | Added | Lisatud
2022-01-10 | 2021.08.0.1 | 2022.01.0.1 | RI | 2021.08.0.1 | 2022.01.0.1 | CG205 |  |  |  |  | Added | Lisatud
2022-01-10 | 2021.08.0.1 | 2022.01.0.1 | RI | 2021.08.0.1 | 2022.01.0.1 | CG206 |  |  |  |  | Added | Lisatud
2022-01-10 | 2021.08.0.1 | 2022.01.0.1 | RI | 2021.08.0.1 | 2022.01.0.1 | CG207 |  |  |  |  | Added | Lisatud
2022-01-10 | 2021.08.0.1 | 2022.01.0.1 | RI | 2021.08.0.1 | 2022.01.0.1 | CG209 |  |  |  |  | Added | Lisatud
2022-01-10 | 2021.08.0.1 | 2022.01.0.1 | RI | 2021.08.0.1 | 2022.01.0.1 | CG350 |  |  |  |  | Added | Lisatud
2022-01-10 | 2021.08.0.1 | 2022.01.0.1 | RI | 2021.08.0.1 | 2022.01.0.1 | CG360 |  |  |  |  | Added | Lisatud
2022-01-10 | 2021.08.0.1 | 2022.01.0.1 | RI | 2021.08.0.1 | 2022.01.0.1 | CG422 |  |  |  |  | Added | Lisatud
2022-01-10 | 2021.08.0.1 | 2022.01.0.1 | RI | 2021.08.0.1 | 2022.01.0.1 | CG424 |  |  |  |  | Added | Lisatud
2022-01-10 | 2021.08.0.1 | 2022.01.0.1 | RI | 2021.08.0.1 | 2022.01.0.1 | CG426 |  |  |  |  | Added | Lisatud
2022-01-10 | 2021.08.0.1 | 2022.01.0.1 | RI | 2021.08.0.1 | 2022.01.0.1 | CG445 |  |  |  |  | Added | Lisatud
2022-01-10 | 2021.08.0.1 | 2022.01.0.1 | RI | 2021.08.0.1 | 2022.01.0.1 | CG482 |  |  |  |  | Added | Lisatud
2022-01-10 | 2021.08.0.1 | 2022.01.0.1 | RI | 2021.08.0.1 | 2022.01.0.1 | CG483 |  |  |  |  | Added | Lisatud
2022-01-10 | 2021.08.0.1 | 2022.01.0.1 | RI | 2021.08.0.1 | 2022.01.0.1 | CG484 |  |  |  |  | Added | Lisatud
2022-01-10 | 2021.08.0.1 | 2022.01.0.1 | RI | 2021.08.0.1 | 2022.01.0.1 | CG485 |  |  |  |  | Added | Lisatud
2022-01-10 | 2021.08.0.1 | 2022.01.0.1 | RI | 2021.08.0.1 | 2022.01.0.1 | CG486 |  |  |  |  | Added | Lisatud
2022-01-10 | 2021.08.0.1 | 2022.01.0.1 | RI | 2021.08.0.1 | 2022.01.0.1 | CG487 |  |  |  |  | Added | Lisatud
2022-01-10 | 2021.08.0.1 | 2022.01.0.1 | RI | 2021.08.0.1 | 2022.01.0.1 | CG488 |  |  |  |  | Added | Lisatud
2022-01-10 | 2021.08.0.1 | 2022.01.0.1 | RI | 2021.08.0.1 | 2022.01.0.1 | CG512 |  |  |  |  | Added | Lisatud
2022-01-10 | 2021.08.0.1 | 2022.01.0.1 | RI | 2021.08.0.1 | 2022.01.0.1 | CG513 |  |  |  |  | Added | Lisatud
2022-01-10 | 2021.08.0.1 | 2022.01.0.1 | RI | 2021.08.0.1 | 2022.01.0.1 | CG514 |  |  |  |  | Added | Lisatud
2022-01-10 | 2021.08.0.1 | 2022.01.0.1 | RI | 2021.08.0.1 | 2022.01.0.1 | CG515 |  |  |  |  | Added | Lisatud
2022-01-10 | 2021.08.0.1 | 2022.01.0.1 | RI | 2021.08.0.1 | 2022.01.0.1 | CG516 |  |  |  |  | Added | Lisatud
2022-01-10 | 2021.08.0.1 | 2022.01.0.1 | RI | 2021.08.0.1 | 2022.01.0.1 | CG517 |  |  |  |  | Added | Lisatud
2022-01-10 | 2021.08.0.1 | 2022.01.0.1 | RI | 2021.08.0.1 | 2022.01.0.1 | CG522 |  |  |  |  | Added | Lisatud
2022-01-10 | 2021.08.0.1 | 2022.01.0.1 | RI | 2021.08.0.1 | 2022.01.0.1 | CG523 |  |  |  |  | Added | Lisatud
2022-01-10 | 2021.08.0.1 | 2022.01.0.1 | RI | 2021.08.0.1 | 2022.01.0.1 | CG524 |  |  |  |  | Added | Lisatud
2022-01-10 | 2021.08.0.1 | 2022.01.0.1 | RI | 2021.08.0.1 | 2022.01.0.1 | CG525 |  |  |  |  | Added | Lisatud
2022-01-10 | 2021.08.0.1 | 2022.01.0.1 | RI | 2021.08.0.1 | 2022.01.0.1 | CG526 |  |  |  |  | Added | Lisatud
2022-01-10 | 2021.08.0.1 | 2022.01.0.1 | RI | 2021.08.0.1 | 2022.01.0.1 | CG527 |  |  |  |  | Added | Lisatud
2022-01-10 | 2021.08.0.1 | 2022.01.0.1 | RI | 2021.08.0.1 | 2022.01.0.1 | CG528 |  |  |  |  | Added | Lisatud
2022-01-10 | 2021.08.0.1 | 2022.01.0.1 | RI | 2021.08.0.1 | 2022.01.0.1 | CG560 |  |  |  |  | Added | Lisatud
2022-01-10 | 2021.08.0.1 | 2022.01.0.1 | RI | 2021.08.0.1 | 2022.01.0.1 | CG562 |  |  |  |  | Added | Lisatud
2022-01-10 | 2021.08.0.1 | 2022.01.0.1 | RI | 2021.08.0.1 | 2022.01.0.1 | CG564 |  |  |  |  | Added | Lisatud
2022-01-10 | 2021.08.0.1 | 2022.01.0.1 | RI | 2021.08.0.1 | 2022.01.0.1 | CG575 |  |  |  |  | Added | Lisatud
2022-01-10 | 2021.08.0.1 | 2022.01.0.1 | RI | 2021.08.0.1 | 2022.01.0.1 | CG680 |  |  |  |  | Added | Lisatud
2022-01-10 | 2021.08.0.1 | 2022.01.0.1 | RI | 2021.08.0.1 | 2022.01.0.1 | CG745 |  |  |  |  | Added | Lisatud
2022-01-10 | 2021.08.0.1 | 2022.01.0.1 | RI | 2021.08.0.1 | 2022.01.0.1 | CG775 |  |  |  |  | Added | Lisatud
2022-01-10 | 2021.08.0.1 | 2022.01.0.1 | RI | 2021.08.0.1 | 2022.01.0.1 | CG810 |  |  |  |  | Deleted | Kustutatud
2022-01-10 | 2021.08.0.1 | 2022.01.0.1 | RI | 2021.08.0.1 | 2022.01.0.1 | CG812 |  |  |  |  | Added | Lisatud
2022-01-10 | 2021.08.0.1 | 2022.01.0.1 | RI | 2021.08.0.1 | 2022.01.0.1 | CG814 |  |  |  |  | Added | Lisatud
2022-01-10 | 2021.08.0.1 | 2022.01.0.1 | RI | 2021.08.0.1 | 2022.01.0.1 | CG816 |  |  |  |  | Added | Lisatud
2022-01-10 | 2021.08.0.1 | 2022.01.0.1 | RI | 2021.08.0.1 | 2022.01.0.1 | CG834 |  |  |  |  | Added | Lisatud
2022-01-10 | 2021.08.0.1 | 2022.01.0.1 | RI | 2021.08.0.1 | 2022.01.0.1 | CG838 |  |  |  |  | Added | Lisatud
2022-01-10 | 2021.08.0.1 | 2022.01.0.1 | RI | 2021.08.0.1 | 2022.01.0.1 | CG902 |  |  |  |  | Added | Lisatud
2022-01-10 | 2021.08.0.1 | 2022.01.0.1 | RI | 2021.08.0.1 | 2022.01.0.1 | CG904 |  |  |  |  | Added | Lisatud
2022-01-10 | 2021.08.0.1 | 2022.01.0.1 | RI | 2021.08.0.1 | 2022.01.0.1 | CH220 |  |  |  |  | Term changed (in Estonian) | Mõistet täpsustatud
2022-01-10 | 2021.08.0.1 | 2022.01.0.1 | RI | 2021.08.0.1 | 2022.01.0.1 | CH410 |  |  |  |  | Added | Lisatud
2022-01-10 | 2021.08.0.1 | 2022.01.0.1 | RI | 2021.08.0.1 | 2022.01.0.1 | CH545 |  |  |  |  | Added | Lisatud
2022-01-10 | 2021.08.0.1 | 2022.01.0.1 | RI | 2021.08.0.1 | 2022.01.0.1 | CH550 |  |  |  |  | Added | Lisatud
2022-01-10 | 2021.08.0.1 | 2022.01.0.1 | RI | 2021.08.0.1 | 2022.01.0.1 | CH590 |  |  |  |  | Added | Lisatud
2022-01-10 | 2021.08.0.1 | 2022.01.0.1 | RI | 2021.08.0.1 | 2022.01.0.1 | CJ140 |  |  |  |  | Added | Lisatud
2022-01-10 | 2021.08.0.1 | 2022.01.0.1 | RI | 2021.08.0.1 | 2022.01.0.1 | CJ220 |  |  |  |  | Standard added | Lisatud standardi viide
2022-01-10 | 2021.08.0.1 | 2022.01.0.1 | RI | 2021.08.0.1 | 2022.01.0.1 | CJ340 |  |  |  |  | Standard added | Lisatud standardi viide
2022-01-10 | 2021.08.0.1 | 2022.01.0.1 | RI | 2021.08.0.1 | 2022.01.0.1 | CK020 |  |  |  |  | Term, definition fixed | Mõistet, definitsiooni täpsustatud
2022-01-10 | 2021.08.0.1 | 2022.01.0.1 | RI | 2021.08.0.1 | 2022.01.0.1 | CK040 |  |  |  |  | Standard added | Lisatud standardi viide
2022-01-10 | 2021.08.0.1 | 2022.01.0.1 | RI | 2021.08.0.1 | 2022.01.0.1 | CK060 |  |  |  |  | Term, definition fixed | Mõistet, definitsiooni täpsustatud
2022-01-10 | 2021.08.0.1 | 2022.01.0.1 | RI | 2021.08.0.1 | 2022.01.0.1 | CK100 |  |  |  |  | Term, definition fixed | Mõistet, definitsiooni täpsustatud
2022-01-10 | 2021.08.0.1 | 2022.01.0.1 | RI | 2021.08.0.1 | 2022.01.0.1 | CK160 |  |  |  |  | Term, definition fixed | Mõistet, definitsiooni täpsustatud
2022-01-10 | 2021.08.0.1 | 2022.01.0.1 | RI | 2021.08.0.1 | 2022.01.0.1 | CK480 |  |  |  |  | Term fixed (in Estonian) | Mõistet täpsustatud
2022-01-10 | 2021.08.0.1 | 2022.01.0.1 | RI | 2021.08.0.1 | 2022.01.0.1 | CK500 |  |  |  |  | Term fixed (in Estonian) | Mõistet täpsustatud
2022-01-10 | 2021.08.0.1 | 2022.01.0.1 | RI | 2021.08.0.1 | 2022.01.0.1 | CK520 |  |  |  |  | Term fixed (in Estonian) | Mõistet täpsustatud
2022-01-10 | 2021.08.0.1 | 2022.01.0.1 | RI | 2021.08.0.1 | 2022.01.0.1 | CK540 |  |  |  |  | Term fixed (in Estonian) | Mõistet täpsustatud
2022-01-10 | 2021.08.0.1 | 2022.01.0.1 | RI | 2021.08.0.1 | 2022.01.0.1 | CK580 |  |  |  |  | Term fixed (in Estonian) | Mõistet täpsustatud
2022-01-10 | 2021.08.0.1 | 2022.01.0.1 | RI | 2021.08.0.1 | 2022.01.0.1 | CK610 |  |  |  |  | Added | Lisatud
2022-01-10 | 2021.08.0.1 | 2022.01.0.1 | RI | 2021.08.0.1 | 2022.01.0.1 | CK700 |  |  |  |  | Term fixed (in Estonian) | Mõistet täpsustatud
2022-01-10 | 2021.08.0.1 | 2022.01.0.1 | RI | 2021.08.0.1 | 2022.01.0.1 | CK780 |  |  |  |  | Term fixed (in Estonian) | Mõistet täpsustatud
2022-01-10 | 2021.08.0.1 | 2022.01.0.1 | RI | 2021.08.0.1 | 2022.01.0.1 | CN095 |  |  |  |  | Standard added | Lisatud standardi viide
2022-01-10 | 2021.08.0.1 | 2022.01.0.1 | RI | 2021.08.0.1 | 2022.01.0.1 | CP302 |  |  |  |  | Added | Lisatud
2022-01-10 | 2021.08.0.1 | 2022.01.0.1 | RI | 2021.08.0.1 | 2022.01.0.1 | CP320 |  |  |  |  | Standard added | Lisatud standardi viide
2022-01-10 | 2021.08.0.1 | 2022.01.0.1 | RI | 2021.08.0.1 | 2022.01.0.1 | CP360 |  |  |  |  | Term fixed | Mõistet täpsustatud
2022-01-10 | 2021.08.0.1 | 2022.01.0.1 | RI | 2021.08.0.1 | 2022.01.0.1 | CR500 |  |  |  |  | Term fixed (in Estonian) | Mõistet täpsustatud
2022-01-10 | 2021.08.0.1 | 2022.01.0.1 | RI | 2021.08.0.1 | 2022.01.0.1 | CR725 |  |  |  |  | Added | Lisatud
2022-01-10 | 2021.08.0.1 | 2022.01.0.1 | RI | 2021.08.0.1 | 2022.01.0.1 | CR730 |  |  |  |  | Added | Lisatud
2022-01-10 | 2021.08.0.1 | 2022.01.0.1 | RI | 2021.08.0.1 | 2022.01.0.1 | CR735 |  |  |  |  | Added | Lisatud
2022-01-10 | 2021.08.0.1 | 2022.01.0.1 | RI | 2021.08.0.1 | 2022.01.0.1 | DA054 |  |  |  |  | Definition, standard fixed | Definitsiooni täpsustatud
2022-01-10 | 2021.08.0.1 | 2022.01.0.1 | RI | 2021.08.0.1 | 2022.01.0.1 | DA074 |  |  |  |  | Term, definition fixed | Mõistet, definitsiooni täpsustatud
2022-01-10 | 2021.08.0.1 | 2022.01.0.1 | RI | 2021.08.0.1 | 2022.01.0.1 | DA089 |  |  |  |  | Added | Lisatud
2022-01-10 | 2021.08.0.1 | 2022.01.0.1 | RI | 2021.08.0.1 | 2022.01.0.1 | DA133 |  |  |  |  | Deleted | Kustutatud
2022-01-10 | 2021.08.0.1 | 2022.01.0.1 | RI | 2021.08.0.1 | 2022.01.0.1 | DA188 |  |  |  |  | Term fixed (in Estonian) | Mõistet täpsustatud
2022-01-10 | 2021.08.0.1 | 2022.01.0.1 | RI | 2021.08.0.1 | 2022.01.0.1 | DA189 |  |  |  |  | Added | Lisatud
2022-01-10 | 2021.08.0.1 | 2022.01.0.1 | RI | 2021.08.0.1 | 2022.01.0.1 | DA232 |  |  |  |  | Term, definition fixed | Mõistet, definitsiooni täpsustatud
2022-01-10 | 2021.08.0.1 | 2022.01.0.1 | RI | 2021.08.0.1 | 2022.01.0.1 | DA252 |  |  |  |  | Standard added | Lisatud standardi viide
2022-01-10 | 2021.08.0.1 | 2022.01.0.1 | RI | 2021.08.0.1 | 2022.01.0.1 | DA311 |  |  |  |  | Added | Lisatud
2022-01-10 | 2021.08.0.1 | 2022.01.0.1 | RI | 2021.08.0.1 | 2022.01.0.1 | DA445 |  |  |  |  | Added | Lisatud
2022-01-10 | 2021.08.0.1 | 2022.01.0.1 | RI | 2021.08.0.1 | 2022.01.0.1 | DA514 |  |  |  |  | Definition, standard fixed | Definitsiooni täpsustatud
2022-01-10 | 2021.08.0.1 | 2022.01.0.1 | RI | 2021.08.0.1 | 2022.01.0.1 | DA521 |  |  |  |  | Added | Lisatud
2022-01-10 | 2021.08.0.1 | 2022.01.0.1 | RI | 2021.08.0.1 | 2022.01.0.1 | DA523 |  |  |  |  | Added | Lisatud
2022-01-10 | 2021.08.0.1 | 2022.01.0.1 | RI | 2021.08.0.1 | 2022.01.0.1 | DA583 |  |  |  |  | Added | Lisatud
2022-01-10 | 2021.08.0.1 | 2022.01.0.1 | RI | 2021.08.0.1 | 2022.01.0.1 | DA601 |  |  |  |  | Added | Lisatud
2022-01-10 | 2021.08.0.1 | 2022.01.0.1 | RI | 2021.08.0.1 | 2022.01.0.1 | DA800 |  |  |  |  | Added | Lisatud
2022-01-10 | 2021.08.0.1 | 2022.01.0.1 | RI | 2021.08.0.1 | 2022.01.0.1 | EB300 |  |  |  |  | Added | Lisatud
2022-01-10 | 2021.08.0.1 | 2022.01.0.1 | RI | 2021.08.0.1 | 2022.01.0.1 | EC360 |  |  |  |  | Standard added | Lisatud standardi viide
2022-01-10 | 2021.08.0.1 | 2022.01.0.1 | RI | 2021.08.0.1 | 2022.01.0.1 | EE010 |  |  |  |  | Added | Lisatud
2022-01-10 | 2021.08.0.1 | 2022.01.0.1 | RI | 2021.08.0.1 | 2022.01.0.1 | EE660 |  |  |  |  | Added | Lisatud
2022-01-10 | 2021.08.0.1 | 2022.01.0.1 | RI | 2021.08.0.1 | 2022.01.0.1 | FA005 |  |  |  |  | Added | Lisatud
2022-01-10 | 2021.08.0.1 | 2022.01.0.1 | RI | 2021.08.0.1 | 2022.01.0.1 | FA032 |  |  |  |  | Added | Lisatud
2022-01-10 | 2021.08.0.1 | 2022.01.0.1 | RI | 2021.08.0.1 | 2022.01.0.1 | FA033 |  |  |  |  | Added | Lisatud
2022-01-10 | 2021.08.0.1 | 2022.01.0.1 | RI | 2021.08.0.1 | 2022.01.0.1 | FA034 |  |  |  |  | Added | Lisatud
2022-01-10 | 2021.08.0.1 | 2022.01.0.1 | RI | 2021.08.0.1 | 2022.01.0.1 | FA035 |  |  |  |  | Added | Lisatud
2022-01-10 | 2021.08.0.1 | 2022.01.0.1 | RI | 2021.08.0.1 | 2022.01.0.1 | FA036 |  |  |  |  | Added | Lisatud
2022-01-10 | 2021.08.0.1 | 2022.01.0.1 | RI | 2021.08.0.1 | 2022.01.0.1 | FA037 |  |  |  |  | Added | Lisatud
2022-01-10 | 2021.08.0.1 | 2022.01.0.1 | RI | 2021.08.0.1 | 2022.01.0.1 | FA215 |  |  |  |  | Added | Lisatud
2022-01-10 | 2021.08.0.1 | 2022.01.0.1 | RI | 2021.08.0.1 | 2022.01.0.1 | FA235 |  |  |  |  | Added | Lisatud
2022-01-10 | 2021.08.0.1 | 2022.01.0.1 | RI | 2021.08.0.1 | 2022.01.0.1 | FA280 |  |  |  |  | Deleted | Kustutatud
2022-01-10 | 2021.08.0.1 | 2022.01.0.1 | RI | 2021.08.0.1 | 2022.01.0.1 | FA320 |  |  |  |  | Term, definition fixed | Mõistet, definitsiooni täpsustatud
2022-01-10 | 2021.08.0.1 | 2022.01.0.1 | RI | 2021.08.0.1 | 2022.01.0.1 | FA350 |  |  |  |  | Term, definition fixed | Mõistet, definitsiooni täpsustatud
2022-01-10 | 2021.08.0.1 | 2022.01.0.1 | RI | 2021.08.0.1 | 2022.01.0.1 | FA424 |  |  |  |  | Added | Lisatud
2022-01-10 | 2021.08.0.1 | 2022.01.0.1 | RI | 2021.08.0.1 | 2022.01.0.1 | FA426 |  |  |  |  | Added | Lisatud
2022-01-10 | 2021.08.0.1 | 2022.01.0.1 | RI | 2021.08.0.1 | 2022.01.0.1 | FA434 |  |  |  |  | Added | Lisatud
2022-01-10 | 2021.08.0.1 | 2022.01.0.1 | RI | 2021.08.0.1 | 2022.01.0.1 | FA490 |  |  |  |  | Term, definition fixed | Mõistet, definitsiooni täpsustatud
2022-01-10 | 2021.08.0.1 | 2022.01.0.1 | RI | 2021.08.0.1 | 2022.01.0.1 | FA515 |  |  |  |  | Added | Lisatud
2022-01-10 | 2021.08.0.1 | 2022.01.0.1 | RI | 2021.08.0.1 | 2022.01.0.1 | FA565 |  |  |  |  | Added | Lisatud
2022-01-10 | 2021.08.0.1 | 2022.01.0.1 | RI | 2021.08.0.1 | 2022.01.0.1 | FA705 |  |  |  |  | Added | Lisatud
2022-01-10 | 2021.08.0.1 | 2022.01.0.1 | RI | 2021.08.0.1 | 2022.01.0.1 | FA712 |  |  |  |  | Added | Lisatud
2022-01-10 | 2021.08.0.1 | 2022.01.0.1 | RI | 2021.08.0.1 | 2022.01.0.1 | FA716 |  |  |  |  | Added | Lisatud
2022-01-10 | 2021.08.0.1 | 2022.01.0.1 | RI | 2021.08.0.1 | 2022.01.0.1 | FA845 |  |  |  |  | Added | Lisatud
2022-01-10 | 2021.08.0.1 | 2022.01.0.1 | RI | 2021.08.0.1 | 2022.01.0.1 | FA935 |  |  |  |  | Added | Lisatud
2022-01-10 | 2021.08.0.1 | 2022.01.0.1 | RI | 2021.08.0.1 | 2022.01.0.1 | FC382 |  |  |  |  | Term, definition fixed | Mõistet, definitsiooni täpsustatud
2022-01-10 | 2021.08.0.1 | 2022.01.0.1 | RI | 2021.08.0.1 | 2022.01.0.1 | HA145 |  |  |  |  | Added | Lisatud
2022-01-10 | 2021.08.0.1 | 2022.01.0.1 | RI | 2021.08.0.1 | 2022.01.0.1 | HA205 |  |  |  |  | Added | Lisatud
2022-01-10 | 2021.08.0.1 | 2022.01.0.1 | RI | 2021.08.0.1 | 2022.01.0.1 | HA210 |  |  |  |  | Added | Lisatud
2022-01-10 | 2021.08.0.1 | 2022.01.0.1 | RI | 2021.08.0.1 | 2022.01.0.1 | HA265 |  |  |  |  | Added | Lisatud
2022-01-10 | 2021.08.0.1 | 2022.01.0.1 | RI | 2021.08.0.1 | 2022.01.0.1 | HA330 |  |  |  |  | Added | Lisatud
2022-01-10 | 2021.08.0.1 | 2022.01.0.1 | RI | 2021.08.0.1 | 2022.01.0.1 | HA390 |  |  |  |  | Added | Lisatud
2022-01-10 | 2021.08.0.1 | 2022.01.0.1 | RI | 2021.08.0.1 | 2022.01.0.1 | HA465 |  |  |  |  | Added | Lisatud
2022-01-10 | 2021.08.0.1 | 2022.01.0.1 | RI | 2021.08.0.1 | 2022.01.0.1 | HA565 |  |  |  |  | Added | Lisatud
2022-01-10 | 2021.08.0.1 | 2022.01.0.1 | RI | 2021.08.0.1 | 2022.01.0.1 | JA014 |  |  |  |  | Added | Lisatud
2022-01-10 | 2021.08.0.1 | 2022.01.0.1 | RI | 2021.08.0.1 | 2022.01.0.1 | JA018 |  |  |  |  | Added | Lisatud
2022-01-10 | 2021.08.0.1 | 2022.01.0.1 | RI | 2021.08.0.1 | 2022.01.0.1 | JA095 |  |  |  |  | Added | Lisatud
2022-01-10 | 2021.08.0.1 | 2022.01.0.1 | RI | 2021.08.0.1 | 2022.01.0.1 | JA105 |  |  |  |  | Added | Lisatud
2022-01-10 | 2021.08.0.1 | 2022.01.0.1 | RI | 2021.08.0.1 | 2022.01.0.1 | JA125 |  |  |  |  | Added | Lisatud
2022-01-10 | 2021.08.0.1 | 2022.01.0.1 | RI | 2021.08.0.1 | 2022.01.0.1 | JA135 |  |  |  |  | Added | Lisatud
2022-01-10 | 2021.08.0.1 | 2022.01.0.1 | RI | 2021.08.0.1 | 2022.01.0.1 | JA142 |  |  |  |  | Added | Lisatud
2022-01-10 | 2021.08.0.1 | 2022.01.0.1 | RI | 2021.08.0.1 | 2022.01.0.1 | JA144 |  |  |  |  | Added | Lisatud
2022-01-10 | 2021.08.0.1 | 2022.01.0.1 | RI | 2021.08.0.1 | 2022.01.0.1 | JA165 |  |  |  |  | Added | Lisatud
2022-01-10 | 2021.08.0.1 | 2022.01.0.1 | RI | 2021.08.0.1 | 2022.01.0.1 | JA205 |  |  |  |  | Added | Lisatud
2022-01-10 | 2021.08.0.1 | 2022.01.0.1 | RI | 2021.08.0.1 | 2022.01.0.1 | JA250 |  |  |  |  | Term, definition fixed | Mõistet, definitsiooni täpsustatud
2022-01-10 | 2021.08.0.1 | 2022.01.0.1 | RI | 2021.08.0.1 | 2022.01.0.1 | JA255 |  |  |  |  | Added | Lisatud
2022-01-10 | 2021.08.0.1 | 2022.01.0.1 | RI | 2021.08.0.1 | 2022.01.0.1 | JA272 |  |  |  |  | Added | Lisatud
2022-01-10 | 2021.08.0.1 | 2022.01.0.1 | RI | 2021.08.0.1 | 2022.01.0.1 | JA274 |  |  |  |  | Added | Lisatud
2022-01-10 | 2021.08.0.1 | 2022.01.0.1 | RI | 2021.08.0.1 | 2022.01.0.1 | JA276 |  |  |  |  | Added | Lisatud
2022-01-10 | 2021.08.0.1 | 2022.01.0.1 | RI | 2021.08.0.1 | 2022.01.0.1 | JA285 |  |  |  |  | Added | Lisatud
2022-01-10 | 2021.08.0.1 | 2022.01.0.1 | RI | 2021.08.0.1 | 2022.01.0.1 | JA312 |  |  |  |  | Added | Lisatud
2022-01-10 | 2021.08.0.1 | 2022.01.0.1 | RI | 2021.08.0.1 | 2022.01.0.1 | JA314 |  |  |  |  | Added | Lisatud
2022-01-10 | 2021.08.0.1 | 2022.01.0.1 | RI | 2021.08.0.1 | 2022.01.0.1 | JA365 |  |  |  |  | Added | Lisatud
2022-01-10 | 2021.08.0.1 | 2022.01.0.1 | RI | 2021.08.0.1 | 2022.01.0.1 | JA392 |  |  |  |  | Added | Lisatud
2022-01-10 | 2021.08.0.1 | 2022.01.0.1 | RI | 2021.08.0.1 | 2022.01.0.1 | JA394 |  |  |  |  | Added | Lisatud
2022-01-10 | 2021.08.0.1 | 2022.01.0.1 | RI | 2021.08.0.1 | 2022.01.0.1 | JA432 |  |  |  |  | Added | Lisatud
2022-01-10 | 2021.08.0.1 | 2022.01.0.1 | RI | 2021.08.0.1 | 2022.01.0.1 | JA434 |  |  |  |  | Added | Lisatud
2022-01-10 | 2021.08.0.1 | 2022.01.0.1 | RI | 2021.08.0.1 | 2022.01.0.1 | JA436 |  |  |  |  | Added | Lisatud
2022-01-10 | 2021.08.0.1 | 2022.01.0.1 | RI | 2021.08.0.1 | 2022.01.0.1 | JA442 |  |  |  |  | Added | Lisatud
2022-01-10 | 2021.08.0.1 | 2022.01.0.1 | RI | 2021.08.0.1 | 2022.01.0.1 | JA444 |  |  |  |  | Added | Lisatud
2022-01-10 | 2021.08.0.1 | 2022.01.0.1 | RI | 2021.08.0.1 | 2022.01.0.1 | JA505 |  |  |  |  | Added | Lisatud
2022-01-10 | 2021.08.0.1 | 2022.01.0.1 | RI | 2021.08.0.1 | 2022.01.0.1 | KA200 |  |  |  |  | Term, definition fixed | Mõistet, definitsiooni täpsustatud
2022-01-10 | 2021.08.0.1 | 2022.01.0.1 | RI | 2021.08.0.1 | 2022.01.0.1 | LB505 |  |  |  |  | Added | Lisatud
2022-01-10 | 2021.08.0.1 | 2022.01.0.1 | RI | 2021.08.0.1 | 2022.01.0.1 | LB510 |  |  |  |  | Added | Lisatud
2022-01-10 | 2021.08.0.1 | 2022.01.0.1 | RI | 2021.08.0.1 | 2022.01.0.1 | LB515 |  |  |  |  | Added | Lisatud
2022-01-10 | 2021.08.0.1 | 2022.01.0.1 | RI | 2021.08.0.1 | 2022.01.0.1 | LB520 |  |  |  |  | Added | Lisatud
2022-01-10 | 2021.08.0.1 | 2022.01.0.1 | RI | 2021.08.0.1 | 2022.01.0.1 | LB525 |  |  |  |  | Added | Lisatud
2022-01-10 | 2021.08.0.1 | 2022.01.0.1 | RI | 2021.08.0.1 | 2022.01.0.1 | LB530 |  |  |  |  | Added | Lisatud
2022-01-10 | 2021.08.0.1 | 2022.01.0.1 | RI | 2021.08.0.1 | 2022.01.0.1 | QA625 |  |  |  |  | Added | Lisatud
2022-01-10 | 2021.08.0.1 | 2022.01.0.1 | RI | 2021.08.0.1 | 2022.01.0.1 | RA065 |  |  |  |  | Term, definition fixed | Mõistet, definitsiooni täpsustatud
2022-01-10 | 2021.08.0.1 | 2022.01.0.1 | RI | 2021.08.0.1 | 2022.01.0.1 | RA116 |  |  |  |  | Added | Lisatud
2022-01-10 | 2021.08.0.1 | 2022.01.0.1 | RI | 2021.08.0.1 | 2022.01.0.1 | RA117 |  |  |  |  | Added | Lisatud
2022-01-10 | 2021.08.0.1 | 2022.01.0.1 | RI | 2021.08.0.1 | 2022.01.0.1 | RA118 |  |  |  |  | Added | Lisatud
2022-01-10 | 2021.08.0.1 | 2022.01.0.1 | RI | 2021.08.0.1 | 2022.01.0.1 | RA136 |  |  |  |  | Added | Lisatud
2022-01-10 | 2021.08.0.1 | 2022.01.0.1 | RI | 2021.08.0.1 | 2022.01.0.1 | RA137 |  |  |  |  | Added | Lisatud
2022-01-10 | 2021.08.0.1 | 2022.01.0.1 | RI | 2021.08.0.1 | 2022.01.0.1 | RA138 |  |  |  |  | Added | Lisatud
2022-01-10 | 2021.08.0.1 | 2022.01.0.1 | RI | 2021.08.0.1 | 2022.01.0.1 | RA139 |  |  |  |  | Added | Lisatud
2022-01-10 | 2021.08.0.1 | 2022.01.0.1 | RI | 2021.08.0.1 | 2022.01.0.1 | RA141 |  |  |  |  | Added | Lisatud
2022-01-10 | 2021.08.0.1 | 2022.01.0.1 | RI | 2021.08.0.1 | 2022.01.0.1 | RA142 |  |  |  |  | Added | Lisatud
2022-01-10 | 2021.08.0.1 | 2022.01.0.1 | RI | 2021.08.0.1 | 2022.01.0.1 | RA151 |  |  |  |  | Added | Lisatud
2022-01-10 | 2021.08.0.1 | 2022.01.0.1 | RI | 2021.08.0.1 | 2022.01.0.1 | RA152 |  |  |  |  | Added | Lisatud
2022-01-10 | 2021.08.0.1 | 2022.01.0.1 | RI | 2021.08.0.1 | 2022.01.0.1 | RA153 |  |  |  |  | Added | Lisatud
2022-01-10 | 2021.08.0.1 | 2022.01.0.1 | RI | 2021.08.0.1 | 2022.01.0.1 | RA154 |  |  |  |  | Added | Lisatud
2022-01-10 | 2021.08.0.1 | 2022.01.0.1 | RI | 2021.08.0.1 | 2022.01.0.1 | RA156 |  |  |  |  | Added | Lisatud
2022-01-10 | 2021.08.0.1 | 2022.01.0.1 | RI | 2021.08.0.1 | 2022.01.0.1 | RA171 |  |  |  |  | Added | Lisatud
2022-01-10 | 2021.08.0.1 | 2022.01.0.1 | RI | 2021.08.0.1 | 2022.01.0.1 | RA196 |  |  |  |  | Added | Lisatud
2022-01-10 | 2021.08.0.1 | 2022.01.0.1 | RI | 2021.08.0.1 | 2022.01.0.1 | RA197 |  |  |  |  | Added | Lisatud
2022-01-10 | 2021.08.0.1 | 2022.01.0.1 | RI | 2021.08.0.1 | 2022.01.0.1 | RA226 |  |  |  |  | Added | Lisatud
2022-01-10 | 2021.08.0.1 | 2022.01.0.1 | RI | 2021.08.0.1 | 2022.01.0.1 | RA251 |  |  |  |  | Added | Lisatud
2022-01-10 | 2021.08.0.1 | 2022.01.0.1 | RI | 2021.08.0.1 | 2022.01.0.1 | RA276 |  |  |  |  | Added | Lisatud
2022-01-10 | 2021.08.0.1 | 2022.01.0.1 | RI | 2021.08.0.1 | 2022.01.0.1 | RA277 |  |  |  |  | Added | Lisatud
2022-01-10 | 2021.08.0.1 | 2022.01.0.1 | RI | 2021.08.0.1 | 2022.01.0.1 | RA278 |  |  |  |  | Added | Lisatud
2022-01-10 | 2021.08.0.1 | 2022.01.0.1 | RI | 2021.08.0.1 | 2022.01.0.1 | RA279 |  |  |  |  | Added | Lisatud
2022-01-10 | 2021.08.0.1 | 2022.01.0.1 | RI | 2021.08.0.1 | 2022.01.0.1 | RA280 |  |  |  |  | Added | Lisatud
2022-01-10 | 2021.08.0.1 | 2022.01.0.1 | RI | 2021.08.0.1 | 2022.01.0.1 | RA281 |  |  |  |  | Added | Lisatud
2022-01-10 | 2021.08.0.1 | 2022.01.0.1 | RI | 2021.08.0.1 | 2022.01.0.1 | RA282 |  |  |  |  | Added | Lisatud
2022-01-10 | 2021.08.0.1 | 2022.01.0.1 | RI | 2021.08.0.1 | 2022.01.0.1 | RA283 |  |  |  |  | Added | Lisatud
2022-01-10 | 2021.08.0.1 | 2022.01.0.1 | RI | 2021.08.0.1 | 2022.01.0.1 | RA284 |  |  |  |  | Code changed | Muudetud kood
2022-01-10 | 2021.08.0.1 | 2022.01.0.1 | RI | 2021.08.0.1 | 2022.01.0.1 | RA296 |  |  |  |  | Added | Lisatud
2022-01-10 | 2021.08.0.1 | 2022.01.0.1 | RI | 2021.08.0.1 | 2022.01.0.1 | RA352 |  |  |  |  | Added | Lisatud
2022-01-10 | 2021.08.0.1 | 2022.01.0.1 | RI | 2021.08.0.1 | 2022.01.0.1 | RA353 |  |  |  |  | Added | Lisatud
2022-01-10 | 2021.08.0.1 | 2022.01.0.1 | RI | 2021.08.0.1 | 2022.01.0.1 | RA456 |  |  |  |  | Added | Lisatud
2022-01-10 | 2021.08.0.1 | 2022.01.0.1 | RI | 2021.08.0.1 | 2022.01.0.1 | RB565 |  |  |  |  | Term, definition fixed | Mõistet, definitsiooni täpsustatud
2022-01-10 | 2021.08.0.1 | 2022.01.0.1 | RI | 2021.08.0.1 | 2022.01.0.1 | RC255 |  |  |  |  | Added | Lisatud
2022-01-10 | 2021.08.0.1 | 2022.01.0.1 | RI | 2021.08.0.1 | 2022.01.0.1 | RC017 |  |  |  |  | Added | Lisatud
2022-01-10 | 2021.08.0.1 | 2022.01.0.1 | RI | 2021.08.0.1 | 2022.01.0.1 | RC042 |  |  |  |  | Added | Lisatud
2022-01-10 | 2021.08.0.1 | 2022.01.0.1 | RI | 2021.08.0.1 | 2022.01.0.1 | RC137 |  |  |  |  | Added | Lisatud
2022-01-10 | 2021.08.0.1 | 2022.01.0.1 | RI | 2021.08.0.1 | 2022.01.0.1 | RC152 |  |  |  |  | Added | Lisatud
2022-01-10 | 2021.08.0.1 | 2022.01.0.1 | RI | 2021.08.0.1 | 2022.01.0.1 | RC196 |  |  |  |  | Added | Lisatud
2022-01-10 | 2021.08.0.1 | 2022.01.0.1 | RI | 2021.08.0.1 | 2022.01.0.1 | RC198 |  |  |  |  | Added | Lisatud
2022-01-10 | 2021.08.0.1 | 2022.01.0.1 | RI | 2021.08.0.1 | 2022.01.0.1 | RC217 |  |  |  |  | Added | Lisatud
2022-01-10 | 2021.08.0.1 | 2022.01.0.1 | RI | 2021.08.0.1 | 2022.01.0.1 | RC218 |  |  |  |  | Added | Lisatud
2022-01-10 | 2021.08.0.1 | 2022.01.0.1 | RI | 2021.08.0.1 | 2022.01.0.1 | RC246 |  |  |  |  | Added | Lisatud
2022-01-10 | 2021.08.0.1 | 2022.01.0.1 | RI | 2021.08.0.1 | 2022.01.0.1 | RC247 |  |  |  |  | Added | Lisatud
2022-01-10 | 2021.08.0.1 | 2022.01.0.1 | RI | 2021.08.0.1 | 2022.01.0.1 | RC248 |  |  |  |  | Added | Lisatud
2022-01-10 | 2021.08.0.1 | 2022.01.0.1 | RI | 2021.08.0.1 | 2022.01.0.1 | RC249 |  |  |  |  | Added | Lisatud
2022-01-10 | 2021.08.0.1 | 2022.01.0.1 | RI | 2021.08.0.1 | 2022.01.0.1 | RC250 |  |  |  |  | Added | Lisatud
2022-01-10 | 2021.08.0.1 | 2022.01.0.1 | RI | 2021.08.0.1 | 2022.01.0.1 | RC251 |  |  |  |  | Added | Lisatud
2022-01-10 | 2021.08.0.1 | 2022.01.0.1 | RI | 2021.08.0.1 | 2022.01.0.1 | RC252 |  |  |  |  | Code changed | Muudetud kood
2022-01-10 | 2021.08.0.1 | 2022.01.0.1 | RI | 2021.08.0.1 | 2022.01.0.1 | RC255 |  |  |  |  | Added | Lisatud
2022-01-10 | 2021.08.0.1 | 2022.01.0.1 | RI | 2021.08.0.1 | 2022.01.0.1 | RC252 |  |  |  |  | Added | Lisatud
2022-01-10 | 2021.08.0.1 | 2022.01.0.1 | RI | 2021.08.0.1 | 2022.01.0.1 | RC271 |  |  |  |  | Added | Lisatud
2022-01-10 | 2021.08.0.1 | 2022.01.0.1 | RI | 2021.08.0.1 | 2022.01.0.1 | RC272 |  |  |  |  | Added | Lisatud
2022-01-10 | 2021.08.0.1 | 2022.01.0.1 | RI | 2021.08.0.1 | 2022.01.0.1 | RC273 |  |  |  |  | Added | Lisatud
2022-01-10 | 2021.08.0.1 | 2022.01.0.1 | RI | 2021.08.0.1 | 2022.01.0.1 | RC276 |  |  |  |  | Added | Lisatud
2022-01-10 | 2021.08.0.1 | 2022.01.0.1 | RI | 2021.08.0.1 | 2022.01.0.1 | RC277 |  |  |  |  | Added | Lisatud
2022-01-10 | 2021.08.0.1 | 2022.01.0.1 | RI | 2021.08.0.1 | 2022.01.0.1 | RC278 |  |  |  |  | Added | Lisatud
2022-01-10 | 2021.08.0.1 | 2022.01.0.1 | RI | 2021.08.0.1 | 2022.01.0.1 | RC279 |  |  |  |  | Added | Lisatud
2022-01-10 | 2021.08.0.1 | 2022.01.0.1 | RI | 2021.08.0.1 | 2022.01.0.1 | RC280 |  |  |  |  | Added | Lisatud
2022-01-10 | 2021.08.0.1 | 2022.01.0.1 | RI | 2021.08.0.1 | 2022.01.0.1 | RC281 |  |  |  |  | Added | Lisatud
2022-01-10 | 2021.08.0.1 | 2022.01.0.1 | RI | 2021.08.0.1 | 2022.01.0.1 | RC282 |  |  |  |  | Code changed | Muudetud kood
2022-01-10 | 2021.08.0.1 | 2022.01.0.1 | RI | 2021.08.0.1 | 2022.01.0.1 | RC283 |  |  |  |  | Added | Lisatud
2022-01-10 | 2021.08.0.1 | 2022.01.0.1 | RI | 2021.08.0.1 | 2022.01.0.1 | RC386 |  |  |  |  | Added | Lisatud
2022-01-10 | 2021.08.0.1 | 2022.01.0.1 | RI | 2021.08.0.1 | 2022.01.0.1 | RC387 |  |  |  |  | Added | Lisatud
2022-01-10 | 2021.08.0.1 | 2022.01.0.1 | RI | 2021.08.0.1 | 2022.01.0.1 | RC388 |  |  |  |  | Added | Lisatud
2022-01-10 | 2021.08.0.1 | 2022.01.0.1 | RI | 2021.08.0.1 | 2022.01.0.1 | RC406 |  |  |  |  | Added | Lisatud
2022-01-10 | 2021.08.0.1 | 2022.01.0.1 | RI | 2021.08.0.1 | 2022.01.0.1 | RC411 |  |  |  |  | Added | Lisatud
2022-01-10 | 2021.08.0.1 | 2022.01.0.1 | RI | 2021.08.0.1 | 2022.01.0.1 | RC412 |  |  |  |  | Added | Lisatud
2022-01-10 | 2021.08.0.1 | 2022.01.0.1 | RI | 2021.08.0.1 | 2022.01.0.1 | RC413 |  |  |  |  | Added | Lisatud
2022-01-10 | 2021.08.0.1 | 2022.01.0.1 | RI | 2021.08.0.1 | 2022.01.0.1 | RC426 |  |  |  |  | Added | Lisatud
2022-01-10 | 2021.08.0.1 | 2022.01.0.1 | RI | 2021.08.0.1 | 2022.01.0.1 | RC431 |  |  |  |  | Added | Lisatud
2022-01-10 | 2021.08.0.1 | 2022.01.0.1 | RI | 2021.08.0.1 | 2022.01.0.1 | RC436 |  |  |  |  | Added | Lisatud
2022-01-10 | 2021.08.0.1 | 2022.01.0.1 | RI | 2021.08.0.1 | 2022.01.0.1 | RC451 |  |  |  |  | Added | Lisatud
2022-01-10 | 2021.08.0.1 | 2022.01.0.1 | RI | 2021.08.0.1 | 2022.01.0.1 | RC461 |  |  |  |  | Added | Lisatud
2022-01-10 | 2021.08.0.1 | 2022.01.0.1 | RI | 2021.08.0.1 | 2022.01.0.1 | RC465 |  |  |  |  | Added | Lisatud
2022-01-10 | 2021.08.0.1 | 2022.01.0.1 | RI | 2021.08.0.1 | 2022.01.0.1 | RC480 |  |  |  |  | Term, definition fixed | Mõistet, definitsiooni täpsustatud
2022-01-10 | 2021.08.0.1 | 2022.01.0.1 | RI | 2021.08.0.1 | 2022.01.0.1 | RC482 |  |  |  |  | Added | Lisatud
2022-01-10 | 2021.08.0.1 | 2022.01.0.1 | RI | 2021.08.0.1 | 2022.01.0.1 | RC486 |  |  |  |  | Added | Lisatud
2022-01-10 | 2021.08.0.1 | 2022.01.0.1 | RI | 2021.08.0.1 | 2022.01.0.1 | RC487 |  |  |  |  | Added | Lisatud
2022-01-10 | 2021.08.0.1 | 2022.01.0.1 | RI | 2021.08.0.1 | 2022.01.0.1 | RC497 |  |  |  |  | Added | Lisatud
2022-01-10 | 2021.08.0.1 | 2022.01.0.1 | RI | 2021.08.0.1 | 2022.01.0.1 | RC506 |  |  |  |  | Added | Lisatud
2022-01-10 | 2021.08.0.1 | 2022.01.0.1 | RI | 2021.08.0.1 | 2022.01.0.1 | RC507 |  |  |  |  | Added | Lisatud
2022-01-10 | 2021.08.0.1 | 2022.01.0.1 | RI | 2021.08.0.1 | 2022.01.0.1 | RC508 |  |  |  |  | Added | Lisatud
2022-01-10 | 2021.08.0.1 | 2022.01.0.1 | RI | 2021.08.0.1 | 2022.01.0.1 | RC531 |  |  |  |  | Added | Lisatud
2022-01-10 | 2021.08.0.1 | 2022.01.0.1 | RI | 2021.08.0.1 | 2022.01.0.1 | RC532 |  |  |  |  | Added | Lisatud
2022-01-10 | 2021.08.0.1 | 2022.01.0.1 | RI | 2021.08.0.1 | 2022.01.0.1 | RC566 |  |  |  |  | Added | Lisatud
2022-01-10 | 2021.08.0.1 | 2022.01.0.1 | RI | 2021.08.0.1 | 2022.01.0.1 | RC581 |  |  |  |  | Added | Lisatud
2022-01-10 | 2021.08.0.1 | 2022.01.0.1 | RI | 2021.08.0.1 | 2022.01.0.1 | RC665 |  |  |  |  | Term, definition fixed | Mõistet, definitsiooni täpsustatud
2022-01-10 | 2021.08.0.1 | 2022.01.0.1 | RI | 2021.08.0.1 | 2022.01.0.1 | RC671 |  |  |  |  | Added | Lisatud
2022-01-10 | 2021.08.0.1 | 2022.01.0.1 | RI | 2021.08.0.1 | 2022.01.0.1 | RC672 |  |  |  |  | Added | Lisatud
2022-01-10 | 2021.08.0.1 | 2022.01.0.1 | RI | 2021.08.0.1 | 2022.01.0.1 | RC673 |  |  |  |  | Added | Lisatud
2022-01-10 | 2021.08.0.1 | 2022.01.0.1 | RI | 2021.08.0.1 | 2022.01.0.1 | RC674 |  |  |  |  | Added | Lisatud
2022-01-10 | 2021.08.0.1 | 2022.01.0.1 | RI | 2021.08.0.1 | 2022.01.0.1 | RC675 |  |  |  |  | Added | Lisatud
2022-01-10 | 2021.08.0.1 | 2022.01.0.1 | RI | 2021.08.0.1 | 2022.01.0.1 | RC676 |  |  |  |  | Added | Lisatud
2022-01-10 | 2021.08.0.1 | 2022.01.0.1 | RI | 2021.08.0.1 | 2022.01.0.1 | RC678 |  |  |  |  | Code changed | Muudetud kood
2022-01-10 | 2021.08.0.1 | 2022.01.0.1 | RI | 2021.08.0.1 | 2022.01.0.1 | RC692 |  |  |  |  | Added | Lisatud
2022-01-10 | 2021.08.0.1 | 2022.01.0.1 | RI | 2021.08.0.1 | 2022.01.0.1 | RC695 |  |  |  |  | Term, definition fixed | Mõistet, definitsiooni täpsustatud
2022-01-10 | 2021.08.0.1 | 2022.01.0.1 | RI | 2021.08.0.1 | 2022.01.0.1 | RC692 |  |  |  |  | Added | Lisatud
2022-01-10 | 2021.08.0.1 | 2022.01.0.1 | RI | 2021.08.0.1 | 2022.01.0.1 | RC695 |  |  |  |  | Term, definition fixed | Mõistet, definitsiooni täpsustatud
2022-01-10 | 2021.08.0.1 | 2022.01.0.1 | RI | 2021.08.0.1 | 2022.01.0.1 | RC717 |  |  |  |  | Added | Lisatud
2022-01-10 | 2021.08.0.1 | 2022.01.0.1 | RI | 2021.08.0.1 | 2022.01.0.1 | RC718 |  |  |  |  | Added | Lisatud
2022-01-10 | 2021.08.0.1 | 2022.01.0.1 | RI | 2021.08.0.1 | 2022.01.0.1 | RC726 |  |  |  |  | Added | Lisatud
2022-01-10 | 2021.08.0.1 | 2022.01.0.1 | RI | 2021.08.0.1 | 2022.01.0.1 | RC726 |  |  |  |  | Added | Lisatud
2022-01-10 | 2021.08.0.1 | 2022.01.0.1 | RI | 2021.08.0.1 | 2022.01.0.1 | RC255 |  |  |  |  | Added | Lisatud
2022-01-10 | 2021.08.0.1 | 2022.01.0.1 | RI | 2021.08.0.1 | 2022.01.0.1 | RC742 |  |  |  |  | Added | Lisatud
2022-01-10 | 2021.08.0.1 | 2022.01.0.1 | RI | 2021.08.0.1 | 2022.01.0.1 | RC772 |  |  |  |  | Added | Lisatud
2022-01-10 | 2021.08.0.1 | 2022.01.0.1 | RI | 2021.08.0.1 | 2022.01.0.1 | RC782 |  |  |  |  | Added | Lisatud
2022-01-10 | 2021.08.0.1 | 2022.01.0.1 | RI | 2021.08.0.1 | 2022.01.0.1 | RC792 |  |  |  |  | Added | Lisatud
2022-01-10 | 2021.08.0.1 | 2022.01.0.1 | RI | 2021.08.0.1 | 2022.01.0.1 | RC837 |  |  |  |  | Added | Lisatud
2022-01-10 | 2021.08.0.1 | 2022.01.0.1 | RI | 2021.08.0.1 | 2022.01.0.1 | RC846 |  |  |  |  | Added | Lisatud
2022-01-10 | 2021.08.0.1 | 2022.01.0.1 | RI | 2021.08.0.1 | 2022.01.0.1 | RC847 |  |  |  |  | Added | Lisatud
2022-01-10 | 2021.08.0.1 | 2022.01.0.1 | RI | 2021.08.0.1 | 2022.01.0.1 | RC851 |  |  |  |  | Added | Lisatud
2022-01-10 | 2021.08.0.1 | 2022.01.0.1 | RI | 2021.08.0.1 | 2022.01.0.1 | RC853 |  |  |  |  | Added | Lisatud
2022-01-10 | 2021.08.0.1 | 2022.01.0.1 | RI | 2021.08.0.1 | 2022.01.0.1 | RC867 |  |  |  |  | Added | Lisatud
2022-01-10 | 2021.08.0.1 | 2022.01.0.1 | RI | 2021.08.0.1 | 2022.01.0.1 | RC871 |  |  |  |  | Added | Lisatud
2022-01-10 | 2021.08.0.1 | 2022.01.0.1 | RI | 2021.08.0.1 | 2022.01.0.1 | RC882 |  |  |  |  | Added | Lisatud
2022-01-10 | 2021.08.0.1 | 2022.01.0.1 | RI | 2021.08.0.1 | 2022.01.0.1 | RC886 |  |  |  |  | Added | Lisatud
2022-01-10 | 2021.08.0.1 | 2022.01.0.1 | RI | 2021.08.0.1 | 2022.01.0.1 | RC888 |  |  |  |  | Added | Lisatud
2022-01-10 | 2021.08.0.1 | 2022.01.0.1 | RI | 2021.08.0.1 | 2022.01.0.1 | RC896 |  |  |  |  | Added | Lisatud
2022-01-10 | 2021.08.0.1 | 2022.01.0.1 | RI | 2021.08.0.1 | 2022.01.0.1 | RC897 |  |  |  |  | Added | Lisatud
2022-01-10 | 2021.08.0.1 | 2022.01.0.1 | RI | 2021.08.0.1 | 2022.01.0.1 | RC898 |  |  |  |  | Added | Lisatud
2022-01-10 | 2021.08.0.1 | 2022.01.0.1 | RI | 2021.08.0.1 | 2022.01.0.1 | RC899 |  |  |  |  | Added | Lisatud
2022-01-10 | 2021.08.0.1 | 2022.01.0.1 | RI | 2021.08.0.1 | 2022.01.0.1 | RC952 |  |  |  |  | Added | Lisatud
2022-01-24 | 2022.01.0.1 | 2022.01.1.1 | CC | 2022.01.0.1 | 2022.01.1.1 |  | All |  |  |  | Complex table as proposed by CCI TC | Komplekside tabel vastavalt CCI TC ettepanekule
2022-01-24 | 2022.01.0.1 | 2022.01.1.1 | CE | 2022.01.0.1 | 2022.01.1.1 |  | All |  |  |  | Entities table as propose by CCI TC | Uus ehitiste tabel vastavalt CCI TC ettepanekule
2022-01-24 | 2022.01.0.1 | 2022.01.1.1 | CF | 2022.01.0.1 | 2022.01.1.1 |  | All |  |  |  | Improved translations in Estonian (definitions) | Definitsioonide tõlkeid parendatud (eesti)
2022-01-24 | 2022.01.0.1 | 2022.01.1.1 | EE-Sissejuhatus | 2022.01.0.1 | 2022.01.1.1 | [5 empty] | Combined code changed according to CC / CE changes | Kombineeritud koodi muudatused vastavalt CC ja CE tabeli muudatustele
2022-01-24 | 2022.01.0.1 | 2022.01.1.1 | EN-Introduction | 2022.01.0.1 | 2022.01.1.1 | [5 empty] | Combined code changed according to CC / CE changes | Kombineeritud koodi muudatused vastavalt CC ja CE tabeli muudatustele
2022-02-28 | 2022.01.1.1 | 2022.03.0.1 | CC | 2022.01.1.1 | 2022.03.0.1 |  | All |  |  |  | Complex table as proposed by CCI TC (Estonian translations) | Komplekside tabel vastavalt CCI TC ettepanekule (eestikeelsed tõlked)
2022-02-28 | 2022.01.1.1 | 2022.03.0.1 | CE | 2022.01.1.1 | 2022.03.0.1 |  | All |  |  |  | Entities table as proposed by CCI TC (Estonian translations) | Uus ehitiste tabel vastavalt CCI TC ettepanekule (eestikeelsed tõlked)
2022-06-01 | 2022.03.0.1 | 2022.06.0.1 | CT | 2022.03.0.1 | 2022.06.0.1 |  | E16 |  |  |  | Typo, "Balkon" > "Palkon" | Kirjaviga, "Balkon" > "Palkon"
2022-06-01 | 2022.03.0.1 | 2022.06.0.1 | CT | 2022.03.0.1 | 2022.06.0.1 |  | E45 |  |  |  | Value changed: "Monorail" > "Monorelss, üherööpamiline raudtee" | Kirjet muudetud: "Monorail" > "Monorelss, üherööpamiline raudtee"
2022-06-01 | 2022.03.0.1 | 2022.06.0.1 | CT | 2022.03.0.1 | 2022.06.0.1 |  | F46 |  |  |  | Value changed: "tehnosüsteem" > "tehniline süsteem tarbimise tagamiseks" | Kirjet muudetud: "tehnosüsteem" > "tehniline süsteem tarbimise tagamiseks"
2022-06-01 | 2022.03.0.1 | 2022.06.0.1 | CT | 2022.03.0.1 | 2022.06.0.1 |  | E51 |  |  |  | Value changed: "Kombineeritud kütte ja jahutuse süsteem" > "Kombineeritud kütte ja jahutamise süsteem" | Kirjet muudetud: "Kombineeritud kütte ja jahutuse süsteem" > "Kombineeritud kütte ja jahutamise süsteem"
2022-06-01 | 2022.03.0.1 | 2022.06.0.1 | CT | 2022.03.0.1 | 2022.06.0.1 |  | F51 |  |  |  | Value changed: "jahutamist ja soojendamist tagav süsteem" > "jahutamist ja kütmist tagav süsteem" | Kirjet muudetud: "jahutamist ja soojendamist tagav süsteem" > "jahutamist ja kütmist tagav süsteem"
2022-06-01 | 2022.03.0.1 | 2022.06.0.1 | CT | 2022.03.0.1 | 2022.06.0.1 |  | F63 |  |  |  | Value changed: "kütteks vajalik transpordisüsteem " > "kütmiseks vajalik transpordisüsteem" | Kirjet muudetud: "kütteks vajalik transpordisüsteem " > "kütmiseks vajalik transpordisüsteem"
2022-06-01 | 2022.03.0.1 | 2022.06.0.1 | CT | 2022.03.0.1 | 2022.06.0.1 |  | F64 |  |  |  | Value changed: "jahutamiseks ja soojendamiseks vajalik transpordisüsteem " > "jahutamiseks ja kütmiseks vajalik transpordisüsteem" | Kirjet muudetud: "jahutamiseks ja soojendamiseks vajalik transpordisüsteem " > "jahutamiseks ja kütmiseks vajalik transpordisüsteem"
2022-06-01 | 2022.03.0.1 | 2022.06.0.1 | CT | 2022.03.0.1 | 2022.06.0.1 |  | E68 |  |  |  | Value changed: "Inimeste/reisijate jaotamise süsteem" > "Inimeste/reisijate transportimise süsteem" | Kirjet muudetud: "Inimeste/reisijate jaotamise süsteem" > "Inimeste/reisijate transportimise süsteem"
2022-06-01 | 2022.03.0.1 | 2022.06.0.1 | CT | 2022.03.0.1 | 2022.06.0.1 |  | F86 |  |  |  | Value changed: "… piirkonnale..." > "… piirkonna..." | Kirjet muudetud: "… piirkonnale..." > "… piirkonna..."
2022-06-01 | 2022.03.0.1 | 2022.06.0.1 | CT | 2022.03.0.1 | 2022.06.0.1 |  | F90 |  |  |  | Value changed: "… eest" > "… kohta." | Kirjet muudetud: "… eest" > "… kohta."
2022-06-01 | 2022.03.0.1 | 2022.06.0.1 | CT | 2022.03.0.1 | 2022.06.0.1 |  | F97 |  |  |  | Value changed: "turvasüsteem tulekahju puhul kustutades" > "turvasüsteem tulekahju kustutamiseks" | Kirjet muudetud: "turvasüsteem tulekahju puhul kustutades" > "turvasüsteem tulekahju kustutamiseks"
2022-06-01 | 2022.03.0.1 | 2022.06.0.1 | CT | 2022.03.0.1 | 2022.06.0.1 |  | E102 |  |  |  | Value changed: "Arvestike süsteem" > "Arvestite süsteem" | Kirjet muudetud: "Arvestike süsteem" > "Arvestite süsteem"
2022-06-01 | 2022.03.0.1 | 2022.06.0.1 | CS | 2022.03.0.1 | 2022.06.0.1 | AAB |  |  |  |  | English "term" and "definition" fixed | Ingliskeelset mõistet ja definitsiooni korrigeeritud
2022-06-01 | 2022.03.0.1 | 2022.06.0.1 | EE-Sissejuhatus | 2022.03.0.1 | 2022.06.0.1 | [5 empty] | Descriptions changed to reflect the new look of <RI> table | Kirjeldust muudetud, et peegeldada muudatusi <RI> tabelis
2022-06-01 | 2022.03.0.1 | 2022.06.0.1 | EN-Introduction | 2022.03.0.1 | 2022.06.0.1 | [5 empty] | Descriptions changed to reflect the new look of <RI> table | Kirjeldust muudetud, et peegeldada muudatusi <RI> tabelis
2022-06-01 | 2022.03.0.1 | 2022.06.0.1 | RI | 2022.03.0.1 | 2022.06.0.1 | [5 empty] | New properties added, properties are rearranged (new class code values), old version available through Ehituskeskus (for example for parameter mapping) | Lisatud täiendavaid omadusi, omadused on ümber struktureeritud (sh on muutunud klassi koodid), vana versioon on saadaval läbi Ehituskeskuse (nt olukorras, kus on vaja omaduste koodid asendada)
2022-10-10 | 2022.06.0.1 | 2022.10.0.1 | CF | 2022.06.0.1 | 2022.10.0.1 |  | A25 |  |  |  | Class "T" wa added by a mistake, removed | Klass "T" on lisatud standardiväliselt, eemaldatud
2022-10-10 | 2022.06.0.1 | 2022.10.0.1 | CS - PL (all tables) | 2022.06.0.1 | 2022.10.0.1 | [5 empty] | Reordering/renaminig of columns for each given language (term, definition, examples) | Veergude ümber järjestamine/nimetamine toodud keelte ulatuses (mõiste, definitsioon, näited)
2022-10-10 | 2022.06.0.1 | 2022.10.0.1 | CS - PL (all tables) | 2022.06.0.1 | 2022.10.0.1 | [5 empty] | Text (term, definitions) improvements (in Estonian, in English) | Mõistete, definitsioonide parendused (eesti ja ingliskeelne)
2022-10-10 | 2022.06.0.1 | 2022.10.0.1 | CE | 2022.06.0.1 | 2022.10.0.1 | Y? | B188-B190 | EA, EB, EC |  | YA, YB, YC | Typos in class codes (YA, YB, YC instead of EA, EB, EC) | Koodide parandused (EA, EB, EC asemel nüüd YA, YB, YC)